## Hardware Inventory
Site Key | Site Name | HW Key | HW Name | Function Code | Device Type | Hardware Status | Sort Order | Archive Cols Count
S40834 | Green Elementary | H119174 | Sierra Wireless Cell Modem | 11 | Generic Device / Module | 1 |  | 0
S40834 | Green Elementary | H119158 | PowerLogger 1000 | 10 | Datalogger | 1 |  | 0
S40834 | Green Elementary | H119159 | Elkor MKII Production Meter | 2 | Production Meter | 1 |  | 0
S40834 | Green Elementary | H119162 | Solectria PVI 28TL 1 | 1 | Inverter | 1 |  | 0
S40834 | Green Elementary | H119163 | Solectria PVI 28TL 2 | 1 | Inverter | 1 |  | 0
S40834 | Green Elementary | H119164 | Solectria PVI 28TL 3 | 1 | Inverter | 1 |  | 0
S40834 | Green Elementary | H119165 | Solectria PVI 28TL 4 | 1 | Inverter | 1 |  | 0
S40834 | Green Elementary | H119166 | Solectria PVI 28TL 5 | 1 | Inverter | 1 |  | 0
S40834 | Green Elementary | H119167 | Solectria PVI 28TL 6 | 1 | Inverter | 1 |  | 0
S40834 | Green Elementary | H119168 | Solectria PVI 28TL 7 | 1 | Inverter | 1 |  | 0
S40834 | Green Elementary | H119169 | Solectria PVI 28TL 8 | 1 | Inverter | 1 |  | 0
S40834 | Green Elementary | H119170 | Solectria PVI 28TL 9 | 1 | Inverter | 1 |  | 0
S40834 | Green Elementary | H119171 | Solectria PVI 28TL 10 | 1 | Inverter | 1 |  | 0
S40834 | Green Elementary | H119172 | Solectria PVI 28TL 11 | 1 | Inverter | 1 |  | 0
S40834 | Green Elementary | H119161 | Weather Station (Standard) | 5 | Weather / Pyranometer | 1 |  | 0
S40834 | Green Elementary | H119160 | Weather Station (GHI) | 5 | Weather / Pyranometer | 1 |  | 0
S40835 | Gallia Academy | H119264 | Cell Modem Reporting (RV50) | 11 | Generic Device / Module | 1 |  | 0
S40835 | Gallia Academy | H119265 | PowerLogger 1000 | 10 | Datalogger | 1 |  | 0
S40835 | Gallia Academy | H119267 | Elkor Production Meter (Main) | 2 | Production Meter | 1 |  | 0
S40835 | Gallia Academy | H119268 | Elkor Production Meter (Remote) | 2 | Production Meter | 1 |  | 0
S40835 | Gallia Academy | H119285 | Solectria 36kW Inverter - 1 | 1 | Inverter | 1 |  | 0
S40835 | Gallia Academy | H119286 | Solectria 36kW Inverter - 2 | 1 | Inverter | 1 |  | 0
S40835 | Gallia Academy | H119287 | Solectria 36kW Inverter - 3 | 1 | Inverter | 1 |  | 0
S40835 | Gallia Academy | H119288 | Solectria 36kW Inverter - 4 | 1 | Inverter | 1 |  | 0
S40835 | Gallia Academy | H119289 | Solectria 36kW Inverter - 5 | 1 | Inverter | 1 |  | 0
S40835 | Gallia Academy | H119290 | Solectria 36kW Inverter - 6 | 1 | Inverter | 1 |  | 0
S40835 | Gallia Academy | H119291 | Solectria 36kW Inverter - 7 | 1 | Inverter | 1 |  | 0
S40835 | Gallia Academy | H119292 | Solectria 36kW Inverter - 8 | 1 | Inverter | 1 |  | 0
S40835 | Gallia Academy | H119293 | Solectria 36kW Inverter - 9 | 1 | Inverter | 1 |  | 0
S40835 | Gallia Academy | H119294 | Solectria 36kW Inverter - 10 | 1 | Inverter | 1 |  | 0
S40835 | Gallia Academy | H119295 | Solectria 36kW Inverter - 11 | 1 | Inverter | 1 |  | 0
S40835 | Gallia Academy | H119296 | Solectria 36kW Inverter - 12 | 1 | Inverter | 1 |  | 0
S40835 | Gallia Academy | H119297 | Solectria 36kW Inverter - 13 | 1 | Inverter | 1 |  | 0
S40835 | Gallia Academy | H119298 | Solectria 36kW Inverter - 14 | 1 | Inverter | 1 |  | 0
S40835 | Gallia Academy | H119299 | Solectria 36kW Inverter - 15 | 1 | Inverter | 1 |  | 0
S40835 | Gallia Academy | H119300 | Solectria 36kW Inverter - 16 | 1 | Inverter | 1 |  | 0
S40835 | Gallia Academy | H119301 | Solectria 36kW Inverter - 17 | 1 | Inverter | 1 |  | 0
S40835 | Gallia Academy | H119302 | Solectria 36kW Inverter - 18 | 1 | Inverter | 1 |  | 0
S40835 | Gallia Academy | H119303 | Solectria 36kW Inverter - 19 | 1 | Inverter | 1 |  | 0
S40835 | Gallia Academy | H119304 | Solectria 36kW Inverter - 20 | 1 | Inverter | 1 |  | 0
S40835 | Gallia Academy | H119277 | Weather Station 1 (Standard) | 5 | Weather / Pyranometer | 1 |  | 0
S40835 | Gallia Academy | H119281 | Weather Station 2 (POA, GHI, Mod) | 5 | Weather / Pyranometer | 1 |  | 0
S40836 | Rio Grande Elementary | H119244 | Cell Modem Reporting (RV50) | 11 | Generic Device / Module | 1 |  | 0
S40836 | Rio Grande Elementary | H119246 | PowerLogger 1000 | 10 | Datalogger | 1 |  | 0
S40836 | Rio Grande Elementary | H119247 | Elkor Production Meter | 2 | Production Meter | 1 |  | 0
S40836 | Rio Grande Elementary | H119250 | Solectria 28kW TL Inverter - 1 | 1 | Inverter | 1 |  | 0
S40836 | Rio Grande Elementary | H119251 | Solectria 28kW TL Inverter - 2 | 1 | Inverter | 1 |  | 0
S40836 | Rio Grande Elementary | H119252 | Solectria 28kW TL Inverter - 3 | 1 | Inverter | 1 |  | 0
S40836 | Rio Grande Elementary | H119253 | Solectria 28kW TL Inverter - 4 | 1 | Inverter | 1 |  | 0
S40836 | Rio Grande Elementary | H119254 | Solectria 28kW TL Inverter - 5 | 1 | Inverter | 1 |  | 0
S40836 | Rio Grande Elementary | H119255 | Solectria 28kW TL Inverter - 6 | 1 | Inverter | 1 |  | 0
S40836 | Rio Grande Elementary | H119256 | Solectria 28kW TL Inverter - 7 | 1 | Inverter | 1 |  | 0
S40836 | Rio Grande Elementary | H119257 | Solectria 28kW TL Inverter - 8 | 1 | Inverter | 1 |  | 0
S40836 | Rio Grande Elementary | H119258 | Solectria 28kW TL Inverter - 9 | 1 | Inverter | 1 |  | 0
S40836 | Rio Grande Elementary | H119259 | Solectria 28kW TL Inverter - 10 | 1 | Inverter | 1 |  | 0
S40836 | Rio Grande Elementary | H119260 | Solectria 28kW TL Inverter - 11 | 1 | Inverter | 1 |  | 0
S40836 | Rio Grande Elementary | H119261 | Solectria 28kW TL Inverter - 12 | 1 | Inverter | 1 |  | 0
S40836 | Rio Grande Elementary | H119262 | Solectria 28kW TL Inverter - 13 | 1 | Inverter | 1 |  | 0
S40836 | Rio Grande Elementary | H119248 | Weather Station 1 (Standard) | 5 | Weather / Pyranometer | 1 |  | 0
S40836 | Rio Grande Elementary | H119249 | (OFFLINE) Weather Station 2 (GHI, Mod) | 5 | Weather / Pyranometer | 4 |  | 0
S40836 | Rio Grande Elementary | H259072 | Weather Station 2 (GHI) (SO31651) | 5 | Weather / Pyranometer | 1 |  | 0
S44485 | RRH 1 & 2 | H154286 | Cell Modem Reporting (RV50) | 11 | Generic Device / Module | 1 |  | 0
S44485 | RRH 1 & 2 | H154287 | PowerLogger 1000 Site 1 - 1 | 10 | Datalogger | 1 |  | 0
S44485 | RRH 1 & 2 | H154288 | PowerLogger 1000 Site 1 - 2 | 10 | Datalogger | 1 |  | 0
S44485 | RRH 1 & 2 | H154289 | PowerLogger 1000 Site 2 | 10 | Datalogger | 1 |  | 0
S44485 | RRH 1 & 2 | H154310 | Elkor Production Meter Site 1 | 2 | Production Meter | 1 |  | 0
S44485 | RRH 1 & 2 | H154311 | Elkor Production Meter Site 2 | 2 | Production Meter | 1 |  | 0
S44485 | RRH 1 & 2 | H154309 | KYZ Pulse Meter | 20 | Unknown (20) | 1 |  | 0
S44485 | RRH 1 & 2 | H154314 | Chint SCA60KTL Site 1 Inverter 1 | 1 | Inverter | 1 |  | 0
S44485 | RRH 1 & 2 | H154315 | Chint SCA60KTL Site 1 Inverter 2 | 1 | Inverter | 1 |  | 0
S44485 | RRH 1 & 2 | H154316 | Chint SCA60KTL Site 1 Inverter 3 | 1 | Inverter | 1 |  | 0
S44485 | RRH 1 & 2 | H154317 | Chint SCA60KTL Site 1 Inverter 4 | 1 | Inverter | 1 |  | 0
S44485 | RRH 1 & 2 | H154318 | Chint SCA60KTL Site 1 Inverter 5 | 1 | Inverter | 1 |  | 0
S44485 | RRH 1 & 2 | H154319 | Chint SCA60KTL Site 1 Inverter 6 | 1 | Inverter | 1 |  | 0
S44485 | RRH 1 & 2 | H154320 | Chint SCA60KTL Site 1 Inverter 7 | 1 | Inverter | 1 |  | 0
S44485 | RRH 1 & 2 | H154321 | Chint SCA60KTL Site 1 Inverter 8 | 1 | Inverter | 1 |  | 0
S44485 | RRH 1 & 2 | H154322 | Chint SCA60KTL Site 1 Inverter 9 | 1 | Inverter | 1 |  | 0
S44485 | RRH 1 & 2 | H154323 | Chint SCA60KTL Site 1 Inverter 10 | 1 | Inverter | 1 |  | 0
S44485 | RRH 1 & 2 | H154324 | Chint SCA60KTL Site 1 Inverter 11 | 1 | Inverter | 1 |  | 0
S44485 | RRH 1 & 2 | H154325 | Chint SCA60KTL Site 1 Inverter 12 | 1 | Inverter | 1 |  | 0
S44485 | RRH 1 & 2 | H154326 | Chint SCA60KTL Site 1 Inverter 13 | 1 | Inverter | 1 |  | 0
S44485 | RRH 1 & 2 | H154327 | Chint SCA60KTL Site 1 Inverter 14 | 1 | Inverter | 1 |  | 0
S44485 | RRH 1 & 2 | H154328 | Chint SCA60KTL Site 1 Inverter 15 | 1 | Inverter | 1 |  | 0
S44485 | RRH 1 & 2 | H154329 | Chint SCA60KTL Site 1 Inverter 16 | 1 | Inverter | 1 |  | 0
S44485 | RRH 1 & 2 | H154330 | Chint SCA60KTL Site 1 Inverter 17 | 1 | Inverter | 1 |  | 0
S44485 | RRH 1 & 2 | H154331 | Chint SCA60KTL Site 1 Inverter 18 | 1 | Inverter | 1 |  | 0
S44485 | RRH 1 & 2 | H154332 | Chint SCA60KTL Site 1 Inverter 19 | 1 | Inverter | 1 |  | 0
S44485 | RRH 1 & 2 | H154333 | Chint SCA60KTL Site 1 Inverter 20 | 1 | Inverter | 1 |  | 0
S44485 | RRH 1 & 2 | H154334 | Chint SCA60KTL Site 1 Inverter 21 | 1 | Inverter | 1 |  | 0
S44485 | RRH 1 & 2 | H154335 | Chint SCA60KTL Site 1 Inverter 22 | 1 | Inverter | 1 |  | 0
S44485 | RRH 1 & 2 | H154336 | Chint SCA60KTL Site 1 Inverter 23 | 1 | Inverter | 1 |  | 0
S44485 | RRH 1 & 2 | H154337 | Chint SCA60KTL Site 1 Inverter 24 | 1 | Inverter | 1 |  | 0
S44485 | RRH 1 & 2 | H154338 | Chint SCA60KTL Site 1 Inverter 25 | 1 | Inverter | 1 |  | 0
S44485 | RRH 1 & 2 | H154339 | Chint SCA60KTL Site 1 Inverter 26 | 1 | Inverter | 1 |  | 0
S44485 | RRH 1 & 2 | H154340 | Chint SCA60KTL Site 1 Inverter 27 | 1 | Inverter | 1 |  | 0
S44485 | RRH 1 & 2 | H154341 | Chint SCA60KTL Site 1 Inverter 28 | 1 | Inverter | 1 |  | 0
S44485 | RRH 1 & 2 | H154342 | Chint SCA60KTL Site 1 Inverter 29 | 1 | Inverter | 1 |  | 0
S44485 | RRH 1 & 2 | H154343 | Chint SCA60KTL Site 1 Inverter 30 | 1 | Inverter | 1 |  | 0
S44485 | RRH 1 & 2 | H154344 | Chint SCA60KTL Site 1 Inverter 31 | 1 | Inverter | 1 |  | 0
S44485 | RRH 1 & 2 | H154345 | Chint SCA60KTL Site 1 Inverter 32 | 1 | Inverter | 1 |  | 0
S44485 | RRH 1 & 2 | H154346 | Chint SCA60KTL Site 1 Inverter 33 | 1 | Inverter | 1 |  | 0
S44485 | RRH 1 & 2 | H154347 | Chint SCA60KTL Site 2 Inverter 1 | 1 | Inverter | 1 |  | 0
S44485 | RRH 1 & 2 | H154348 | Chint SCA60KTL Site 2 Inverter 2 | 1 | Inverter | 1 |  | 0
S44485 | RRH 1 & 2 | H154349 | Chint SCA60KTL Site 2 Inverter 3 | 1 | Inverter | 1 |  | 0
S44485 | RRH 1 & 2 | H154350 | Chint SCA60KTL Site 2 Inverter 4 | 1 | Inverter | 1 |  | 0
S44485 | RRH 1 & 2 | H154351 | Chint SCA60KTL Site 2 Inverter 5 | 1 | Inverter | 1 |  | 0
S44485 | RRH 1 & 2 | H154352 | Chint SCA60KTL Site 2 Inverter 6 | 1 | Inverter | 1 |  | 0
S44485 | RRH 1 & 2 | H154353 | Chint SCA60KTL Site 2 Inverter 7 | 1 | Inverter | 1 |  | 0
S44485 | RRH 1 & 2 | H154354 | Chint SCA60KTL Site 2 Inverter 8 | 1 | Inverter | 1 |  | 0
S44485 | RRH 1 & 2 | H154355 | Chint SCA60KTL Site 2 Inverter 9 | 1 | Inverter | 1 |  | 0
S44485 | RRH 1 & 2 | H154356 | Chint SCA60KTL Site 2 Inverter 10 | 1 | Inverter | 1 |  | 0
S44485 | RRH 1 & 2 | H154357 | Chint SCA60KTL Site 2 Inverter 11 | 1 | Inverter | 1 |  | 0
S44485 | RRH 1 & 2 | H154358 | Chint SCA60KTL Site 2 Inverter 12 | 1 | Inverter | 1 |  | 0
S44485 | RRH 1 & 2 | H154359 | Chint SCA60KTL Site 2 Inverter 13 | 1 | Inverter | 1 |  | 0
S44485 | RRH 1 & 2 | H154360 | Chint SCA60KTL Site 2 Inverter 14 | 1 | Inverter | 1 |  | 0
S44485 | RRH 1 & 2 | H154361 | Chint SCA60KTL Site 2 Inverter 15 | 1 | Inverter | 1 |  | 0
S44485 | RRH 1 & 2 | H154362 | Chint SCA60KTL Site 2 Inverter 16 | 1 | Inverter | 1 |  | 0
S44485 | RRH 1 & 2 | H154363 | Chint SCA60KTL Site 2 Inverter 17 | 1 | Inverter | 1 |  | 0
S44485 | RRH 1 & 2 | H154364 | Chint SCA60KTL Site 2 Inverter 18 | 1 | Inverter | 1 |  | 0
S44485 | RRH 1 & 2 | H154365 | Chint SCA60KTL Site 2 Inverter 19 | 1 | Inverter | 1 |  | 0
S44485 | RRH 1 & 2 | H154366 | Chint SCA60KTL Site 2 Inverter 20 | 1 | Inverter | 1 |  | 0
S44485 | RRH 1 & 2 | H154367 | Chint SCA60KTL Site 2 Inverter 21 | 1 | Inverter | 1 |  | 0
S44485 | RRH 1 & 2 | H154368 | Chint SCA60KTL Site 2 Inverter 22 | 1 | Inverter | 1 |  | 0
S44485 | RRH 1 & 2 | H154369 | Chint SCA60KTL Site 2 Inverter 23 | 1 | Inverter | 1 |  | 0
S44485 | RRH 1 & 2 | H154370 | Chint SCA60KTL Site 2 Inverter 24 | 1 | Inverter | 1 |  | 0
S44485 | RRH 1 & 2 | H154371 | Chint SCA60KTL Site 2 Inverter 25 | 1 | Inverter | 1 |  | 0
S44485 | RRH 1 & 2 | H154372 | Chint SCA60KTL Site 2 Inverter 26 | 1 | Inverter | 1 |  | 0
S44485 | RRH 1 & 2 | H154373 | Chint SCA60KTL Site 2 Inverter 27 | 1 | Inverter | 1 |  | 0
S44485 | RRH 1 & 2 | H154374 | Chint SCA60KTL Site 2 Inverter 28 | 1 | Inverter | 1 |  | 0
S44485 | RRH 1 & 2 | H154375 | Chint SCA60KTL Site 2 Inverter 29 | 1 | Inverter | 1 |  | 0
S44485 | RRH 1 & 2 | H154376 | Chint SCA60KTL Site 2 Inverter 30 | 1 | Inverter | 1 |  | 0
S44485 | RRH 1 & 2 | H154377 | Chint SCA60KTL Site 2 Inverter 31 | 1 | Inverter | 1 |  | 0
S44485 | RRH 1 & 2 | H154378 | Chint SCA60KTL Site 2 Inverter 32 | 1 | Inverter | 1 |  | 0
S44485 | RRH 1 & 2 | H154379 | Chint SCA60KTL Site 2 Inverter 33 | 1 | Inverter | 1 |  | 0
S44485 | RRH 1 & 2 | H154312 | Weather Station 1 (POA, Ambient, Mod Temp & Wind) [RMA11476] | 5 | Weather / Pyranometer | 1 |  | 0
S44485 | RRH 1 & 2 | H154313 | Weather Station 2 (GHI & Mod Temp) | 5 | Weather / Pyranometer | 1 |  | 0
S44566 | RIT | H143478 | Eaton IQ 260 Production Meter | 2 | Production Meter | 4 |  | 0
S44566 | RIT | H143474 | Cell Modem Reporting (RV50) | 11 | Generic Device / Module | 1 |  | 0
S44566 | RIT | H143475 | PowerLogger1000 - 1 | 10 | Datalogger | 1 |  | 0
S44566 | RIT | H143476 | PowerLogger1000 - 2 | 10 | Datalogger | 1 |  | 0
S44566 | RIT | H143477 | Elkor Production Meter | 2 | Production Meter | 1 |  | 0
S44566 | RIT | H143483 | Chint SCA60KTL Inverter - 1 | 1 | Inverter | 1 |  | 0
S44566 | RIT | H143484 | Chint SCA60KTL Inverter - 2 | 1 | Inverter | 1 |  | 0
S44566 | RIT | H143485 | Chint SCA60KTL Inverter - 3 | 1 | Inverter | 1 |  | 0
S44566 | RIT | H143486 | Chint SCA60KTL Inverter - 4 | 1 | Inverter | 1 |  | 0
S44566 | RIT | H143487 | Chint SCA60KTL Inverter - 5 | 1 | Inverter | 1 |  | 0
S44566 | RIT | H143488 | Chint SCA60KTL Inverter - 6 | 1 | Inverter | 1 |  | 0
S44566 | RIT | H143489 | Chint SCA60KTL Inverter - 7 | 1 | Inverter | 1 |  | 0
S44566 | RIT | H143490 | Chint SCA60KTL Inverter - 8 | 1 | Inverter | 1 |  | 0
S44566 | RIT | H143491 | Chint SCA60KTL Inverter - 9 | 1 | Inverter | 1 |  | 0
S44566 | RIT | H143492 | Chint SCA60KTL Inverter - 10 | 1 | Inverter | 1 |  | 0
S44566 | RIT | H143493 | Chint SCA60KTL Inverter - 11 | 1 | Inverter | 1 |  | 0
S44566 | RIT | H143494 | Chint SCA60KTL Inverter - 12 | 1 | Inverter | 1 |  | 0
S44566 | RIT | H143495 | Chint SCA60KTL Inverter - 13 | 1 | Inverter | 1 |  | 0
S44566 | RIT | H143496 | Chint SCA60KTL Inverter - 14 | 1 | Inverter | 1 |  | 0
S44566 | RIT | H143497 | Chint SCA60KTL Inverter - 15 | 1 | Inverter | 1 |  | 0
S44566 | RIT | H143498 | Chint SCA60KTL Inverter - 16 | 1 | Inverter | 1 |  | 0
S44566 | RIT | H143499 | Chint SCA60KTL Inverter - 17 | 1 | Inverter | 1 |  | 0
S44566 | RIT | H143500 | Chint SCA60KTL Inverter - 18 | 1 | Inverter | 1 |  | 0
S44566 | RIT | H143501 | Chint SCA60KTL Inverter - 19 | 1 | Inverter | 1 |  | 0
S44566 | RIT | H143502 | Chint SCA60KTL Inverter - 20 | 1 | Inverter | 1 |  | 0
S44566 | RIT | H143503 | Chint SCA60KTL Inverter - 21 | 1 | Inverter | 1 |  | 0
S44566 | RIT | H143504 | Chint SCA60KTL Inverter - 22 | 1 | Inverter | 1 |  | 0
S44566 | RIT | H143505 | Chint SCA60KTL Inverter - 23 | 1 | Inverter | 1 |  | 0
S44566 | RIT | H143506 | Chint SCA60KTL Inverter - 24 | 1 | Inverter | 1 |  | 0
S44566 | RIT | H143507 | Chint SCA60KTL Inverter - 25 | 1 | Inverter | 1 |  | 0
S44566 | RIT | H143508 | Chint SCA60KTL Inverter - 26 | 1 | Inverter | 1 |  | 0
S44566 | RIT | H143509 | Chint SCA60KTL Inverter - 27 | 1 | Inverter | 1 |  | 0
S44566 | RIT | H143480 | Weather Station (Amb Temp, Mod Temp, & Wind) | 5 | Weather / Pyranometer | 1 |  | 0
S44566 | RIT | H143481 | Kipp & Zonned SMP-3 (GHI) | 5 | Weather / Pyranometer | 1 |  | 0
S44566 | RIT | H143482 | Kipp & Zonned SMP-3 (POA) | 5 | Weather / Pyranometer | 1 |  | 0
S44882 | Monroe Landfill | H242328 | Cell Modem Reporting (RV50)(SO27198) | 11 | Generic Device / Module | 1 |  | 0
S44882 | Monroe Landfill | H155934 | PowerLogger1000 - 1 | 10 | Datalogger | 1 |  | 0
S44882 | Monroe Landfill | H155935 | PowerLogger1000 - 2 | 10 | Datalogger | 1 |  | 0
S44882 | Monroe Landfill | H155936 | Elkor Production Meter | 2 | Production Meter | 1 |  | 0
S44882 | Monroe Landfill | H155939 | Solectria PVI 60KTL Inverter - 1 | 1 | Inverter | 1 |  | 0
S44882 | Monroe Landfill | H155940 | Solectria PVI 60KTL Inverter - 2 | 1 | Inverter | 1 |  | 0
S44882 | Monroe Landfill | H155941 | Solectria PVI 60KTL Inverter - 3 | 1 | Inverter | 1 |  | 0
S44882 | Monroe Landfill | H155942 | Solectria PVI 60KTL Inverter - 4 | 1 | Inverter | 1 |  | 0
S44882 | Monroe Landfill | H155943 | Solectria PVI 60KTL Inverter - 5 | 1 | Inverter | 1 |  | 0
S44882 | Monroe Landfill | H155944 | Solectria PVI 60KTL Inverter - 6 | 1 | Inverter | 1 |  | 0
S44882 | Monroe Landfill | H155945 | Solectria PVI 60KTL Inverter - 7 | 1 | Inverter | 1 |  | 0
S44882 | Monroe Landfill | H155946 | Solectria PVI 60KTL Inverter - 8 | 1 | Inverter | 1 |  | 0
S44882 | Monroe Landfill | H155947 | Solectria PVI 60KTL Inverter - 9 | 1 | Inverter | 1 |  | 0
S44882 | Monroe Landfill | H155948 | Solectria PVI 60KTL Inverter - 10 | 1 | Inverter | 1 |  | 0
S44882 | Monroe Landfill | H155949 | Solectria PVI 60KTL Inverter - 11 | 1 | Inverter | 1 |  | 0
S44882 | Monroe Landfill | H155950 | Solectria PVI 60KTL Inverter - 12 | 1 | Inverter | 1 |  | 0
S44882 | Monroe Landfill | H155951 | Solectria PVI 60KTL Inverter - 13 | 1 | Inverter | 1 |  | 0
S44882 | Monroe Landfill | H155952 | Solectria PVI 60KTL Inverter - 14 | 1 | Inverter | 1 |  | 0
S44882 | Monroe Landfill | H155953 | Solectria PVI 60KTL Inverter - 15 | 1 | Inverter | 1 |  | 0
S44882 | Monroe Landfill | H155954 | Solectria PVI 60KTL Inverter - 16 | 1 | Inverter | 1 |  | 0
S44882 | Monroe Landfill | H155955 | Solectria PVI 60KTL Inverter - 17 | 1 | Inverter | 1 |  | 0
S44882 | Monroe Landfill | H155956 | Solectria PVI 60KTL Inverter - 18 | 1 | Inverter | 1 |  | 0
S44882 | Monroe Landfill | H155957 | Solectria PVI 60KTL Inverter - 19 | 1 | Inverter | 1 |  | 0
S44882 | Monroe Landfill | H155958 | Solectria PVI 60KTL Inverter - 20 | 1 | Inverter | 1 |  | 0
S44882 | Monroe Landfill | H155959 | Solectria PVI 60KTL Inverter - 21 | 1 | Inverter | 1 |  | 0
S44882 | Monroe Landfill | H155960 | Solectria PVI 60KTL Inverter - 22 | 1 | Inverter | 1 |  | 0
S44882 | Monroe Landfill | H155961 | Solectria PVI 60KTL Inverter - 23 | 1 | Inverter | 1 |  | 0
S44882 | Monroe Landfill | H155962 | Solectria PVI 60KTL Inverter - 24 | 1 | Inverter | 1 |  | 0
S44882 | Monroe Landfill | H155963 | Solectria PVI 60KTL Inverter - 25 | 1 | Inverter | 1 |  | 0
S44882 | Monroe Landfill | H155964 | Solectria PVI 60KTL Inverter - 26 | 1 | Inverter | 1 |  | 0
S44882 | Monroe Landfill | H155965 | Solectria PVI 60KTL Inverter - 27 | 1 | Inverter | 1 |  | 0
S44882 | Monroe Landfill | H155937 | Weather Station (Standard) | 5 | Weather / Pyranometer | 1 |  | 0
S51957 | WCPS - William Perry Elementary School | H226498 | OFFLINE - Microhard Modem | 11 | Generic Device / Module | 3 |  | 0
S51957 | WCPS - William Perry Elementary School | H226499 | OFFLINE - PLCS400 Logger | 10 | Datalogger | 3 |  | 0
S51957 | WCPS - William Perry Elementary School | H524260 | SO100854 SIM CARD | 11 | Generic Device / Module | 3 |  | 0
S51957 | WCPS - William Perry Elementary School | H526529 | CELLULAR MODEM-RMA16356 | 31 | Cellular Modem | 1 |  | 0
S51957 | WCPS - William Perry Elementary School | H258965 | PLCS400 Logger (RMA16004 SO100553) | 10 | Datalogger | 1 |  | 0
S51957 | WCPS - William Perry Elementary School | H226500 | AcuRev Production Meter | 2 | Production Meter | 1 |  | 0
S51957 | WCPS - William Perry Elementary School | H226501 | CPS SCA60KTL Inverter - 1 | 1 | Inverter | 1 |  | 0
S51957 | WCPS - William Perry Elementary School | H226502 | CPS SCA60KTL Inverter - 2 | 1 | Inverter | 1 |  | 0
S51957 | WCPS - William Perry Elementary School | H226503 | CPS SCA60KTL Inverter - 3 | 1 | Inverter | 1 |  | 0
S51957 | WCPS - William Perry Elementary School | H226504 | Weather Station (POA w/ Mod) (RMA11523) | 5 | Weather / Pyranometer | 1 |  | 0
S51958 | WCPS - Westwood Hills Elementary School | H226491 | Microhard Modem | 11 | Generic Device / Module | 1 |  | 0
S51958 | WCPS - Westwood Hills Elementary School | H226492 | PLCS400 Logger | 10 | Datalogger | 1 |  | 0
S51958 | WCPS - Westwood Hills Elementary School | H226493 | AcuRev Production Meter | 2 | Production Meter | 1 |  | 0
S51958 | WCPS - Westwood Hills Elementary School | H226494 | CPS SCA60KTL Inverter - 1 | 1 | Inverter | 1 |  | 0
S51958 | WCPS - Westwood Hills Elementary School | H226496 | CPS SCA60KTL Inverter - 2 | 1 | Inverter | 1 |  | 0
S51958 | WCPS - Westwood Hills Elementary School | H226497 | CPS SCA50KTL Inverter - 3 | 1 | Inverter | 1 |  | 0
S51958 | WCPS - Westwood Hills Elementary School | H226495 | Weather Station (POA w/ Mod) | 5 | Weather / Pyranometer | 1 |  | 0
S51959 | WCPS - Waynesboro High School | H226505 | Microhard Modem | 11 | Generic Device / Module | 1 |  | 0
S51959 | WCPS - Waynesboro High School | H226506 | PLCS400 Logger | 10 | Datalogger | 1 |  | 0
S51959 | WCPS - Waynesboro High School | H226507 | AcuRev Production Meter | 2 | Production Meter | 1 |  | 0
S51959 | WCPS - Waynesboro High School | H226508 | CPS SCA60KTL Inverter - 1 | 1 | Inverter | 1 |  | 0
S51959 | WCPS - Waynesboro High School | H226509 | CPS SCA50KTL Inverter - 2 | 1 | Inverter | 1 |  | 0
S51959 | WCPS - Waynesboro High School | H226510 | OFFLINE - CPS SCA60KTL Inverter - 3 | 1 | Inverter | 4 |  | 0
S51959 | WCPS - Waynesboro High School | H226511 | Weather Station (POA w/ Mod) | 5 | Weather / Pyranometer | 1 |  | 0
S51960 | WCPS - Kate Collins Middle School | H226515 | Microhard Modem | 11 | Generic Device / Module | 1 |  | 0
S51960 | WCPS - Kate Collins Middle School | H226524 | PLCS400 Logger | 10 | Datalogger | 1 |  | 0
S51960 | WCPS - Kate Collins Middle School | H226525 | AcuRev Production Meter | 2 | Production Meter | 1 |  | 0
S51960 | WCPS - Kate Collins Middle School | H226526 | CPS SCA60KTL Inverter - 1 | 1 | Inverter | 1 |  | 0
S51960 | WCPS - Kate Collins Middle School | H226527 | CPS SCA60KTL Inverter - 2 | 1 | Inverter | 1 |  | 0
S51960 | WCPS - Kate Collins Middle School | H226528 | CPS SCA60KTL Inverter - 3 | 1 | Inverter | 1 |  | 0
S51960 | WCPS - Kate Collins Middle School | H226529 | CPS SCA60KTL Inverter - 4 | 1 | Inverter | 1 |  | 0
S51960 | WCPS - Kate Collins Middle School | H226531 | Weather Station (POA w/ Mod) | 5 | Weather / Pyranometer | 1 |  | 0
S51960 | WCPS - Kate Collins Middle School | H226530 | CPS SCA60KTL Inverter - 5 | 1 | Inverter | 1 |  | 0
S54553 | Butler Maple | H287686 | Utility DNP3 Server | 21 | Unknown (21) | 1 |  | 0
S54553 | Butler Maple | H262726 | OFFLINE - ATI Site Data Controller | 24 | Tracker Controller | 4 |  | 0
S54553 | Butler Maple | H262720 | Cell Modem Reporting (RV50) | 11 | Generic Device / Module | 1 |  | 0
S54553 | Butler Maple | H262721 | PowerManager 2200 | 10 | Datalogger | 1 |  | 0
S54553 | Butler Maple | H262727 | Schneider PM5563 Production Meter | 2 | Production Meter | 1 |  | 0
S54553 | Butler Maple | H262728 | SMA SC4000 Inverter - 1 | 1 | Inverter | 1 |  | 0
S54553 | Butler Maple | H262729 | SMA SC Inverter Zones 1-1 | 6 | DC Zone / String Monitor | 1 |  | 0
S54553 | Butler Maple | H262730 | SMA SC Inverter Zones 1-2 | 6 | DC Zone / String Monitor | 1 |  | 0
S54553 | Butler Maple | H262731 | Weather Station 1 (Standard w/ Kipp POA) | 5 | Weather / Pyranometer | 1 |  | 0
S54553 | Butler Maple | H262732 | Weather Station 2 (Kipp GHI & Mod Temp) | 5 | Weather / Pyranometer | 1 |  | 0
S54553 | Butler Maple | H262722 | Axis Security Camera | 14 | Camera | 1 |  | 0
S54553 | Butler Maple | H262725 | ATI 6X Tracker Controller | 24 | Tracker Controller | 1 |  | 0
S54553 | Butler Maple | H262724 | SEL-351 Relay | 11 | Generic Device / Module | 1 |  | 0
S54553 | Butler Maple | H262723 | AE Smart UPS | 11 | Generic Device / Module | 1 |  | 0
S54613 | Warbler | H298800 | SEL 751 | 11 | Generic Device / Module | 1 |  | 0
S54613 | Warbler | H263550 | Cell Modem Reporting (RV50) | 11 | Generic Device / Module | 1 |  | 0
S54613 | Warbler | H390847 | PowerManager 2200 -RMA12970 | 10 | Datalogger | 3 |  | 0
S54613 | Warbler | H263551 | PowerManager 2200 | 10 | Datalogger | 1 |  | 0
S54613 | Warbler | H263553 | SEL 735 Production Meter | 2 | Production Meter | 1 |  | 0
S54613 | Warbler | H263557 | Sungrow SG125 Inverter A1 at 100% | 1 | Inverter | 1 |  | 0
S54613 | Warbler | H263558 | Sungrow SG125 Inverter A2 at 100% | 1 | Inverter | 1 |  | 0
S54613 | Warbler | H263559 | Sungrow SG125 Inverter A3 at 100% | 1 | Inverter | 1 |  | 0
S54613 | Warbler | H263560 | Sungrow SG125 Inverter A4 at 100% | 1 | Inverter | 1 |  | 0
S54613 | Warbler | H263561 | Sungrow SG125 Inverter A5 at 100% | 1 | Inverter | 1 |  | 0
S54613 | Warbler | H263562 | Sungrow SG125 Inverter A6 at 100% | 1 | Inverter | 1 |  | 0
S54613 | Warbler | H263563 | Sungrow SG125 Inverter A7 at 100% | 1 | Inverter | 1 |  | 0
S54613 | Warbler | H263564 | Sungrow SG125 Inverter A8 at 100% | 1 | Inverter | 1 |  | 0
S54613 | Warbler | H263565 | Sungrow SG125 Inverter A9 at 100% | 1 | Inverter | 1 |  | 0
S54613 | Warbler | H263566 | Sungrow SG125 Inverter A10 at 100% | 1 | Inverter | 1 |  | 0
S54613 | Warbler | H263567 | Sungrow SG125 Inverter A11 at 100% | 1 | Inverter | 1 |  | 0
S54613 | Warbler | H263568 | Sungrow SG125 Inverter A12 at 100% | 1 | Inverter | 1 |  | 0
S54613 | Warbler | H263569 | Sungrow SG125 Inverter A13 at 100% | 1 | Inverter | 1 |  | 0
S54613 | Warbler | H263570 | Sungrow SG125 Inverter A14 at 100% | 1 | Inverter | 1 |  | 0
S54613 | Warbler | H263571 | Sungrow SG125 Inverter A15 at 100% | 1 | Inverter | 1 |  | 0
S54613 | Warbler | H263572 | Sungrow SG125 Inverter A16 at 100% | 1 | Inverter | 1 |  | 0
S54613 | Warbler | H263573 | Sungrow SG125 Inverter B17 at 100% | 1 | Inverter | 1 |  | 0
S54613 | Warbler | H263574 | Sungrow SG125 Inverter B18 at 100% | 1 | Inverter | 1 |  | 0
S54613 | Warbler | H263575 | Sungrow SG125 Inverter B19 at 100% | 1 | Inverter | 1 |  | 0
S54613 | Warbler | H263576 | Sungrow SG125 Inverter B20 at 100% | 1 | Inverter | 1 |  | 0
S54613 | Warbler | H263577 | Sungrow SG125 Inverter B21 at 100% | 1 | Inverter | 1 |  | 0
S54613 | Warbler | H263578 | Sungrow SG125 Inverter B22 at 100% | 1 | Inverter | 1 |  | 0
S54613 | Warbler | H263579 | Sungrow SG125 Inverter B23 at 100% | 1 | Inverter | 1 |  | 0
S54613 | Warbler | H263580 | Sungrow SG125 Inverter B24 at 100% | 1 | Inverter | 1 |  | 0
S54613 | Warbler | H263581 | Sungrow SG125 Inverter B25 at 100% | 1 | Inverter | 1 |  | 0
S54613 | Warbler | H263582 | Sungrow SG125 Inverter B26 at 100% | 1 | Inverter | 1 |  | 0
S54613 | Warbler | H263583 | Sungrow SG125 Inverter B27 at 100% | 1 | Inverter | 1 |  | 0
S54613 | Warbler | H263584 | Sungrow SG125 Inverter B28 at 100% | 1 | Inverter | 1 |  | 0
S54613 | Warbler | H263585 | Sungrow SG125 Inverter B29 at 100% | 1 | Inverter | 1 |  | 0
S54613 | Warbler | H263586 | Sungrow SG125 Inverter B30 at 100% | 1 | Inverter | 1 |  | 0
S54613 | Warbler | H263587 | Sungrow SG125 Inverter B31 at 100% | 1 | Inverter | 1 |  | 0
S54613 | Warbler | H263588 | Sungrow SG125 Inverter B32 at 100% | 1 | Inverter | 1 |  | 0
S54613 | Warbler | H263590 | Weather Station 1 (Standard) | 5 | Weather / Pyranometer | 1 |  | 0
S54613 | Warbler | H263591 | Weather Station 2 (Mod Temp) | 5 | Weather / Pyranometer | 1 |  | 0
S54613 | Warbler | H263594 | Hukseflux SR30 GHI | 5 | Weather / Pyranometer | 1 |  | 0
S54613 | Warbler | H263595 | Hukseflux SR30 POA | 5 | Weather / Pyranometer | 1 |  | 0
S54613 | Warbler | H263556 | Gamechange Traker Controller (1-90) (OFFLINE - NOT INSTALLED ON THIS SITE) | 24 | Tracker Controller | 4 |  | 0
S54613 | Warbler | H263554 | AE Smart UPS | 11 | Generic Device / Module | 1 |  | 0
S54681 | Eagle | H122602 | [OFFLINE] PowerLogger 1000 (RMA15272) | 10 | Datalogger | 3 |  | 0
S54681 | Eagle | H264341 | OFFLINE - PowerLogger 1000 | 10 | Datalogger | 3 |  | 0
S54681 | Eagle | H483736 | Solcast Virtual Weather Station | 5 | Weather / Pyranometer | 1 |  | 0
S54681 | Eagle | H264340 | Cell Modem Reporting (RV50) | 31 | Cellular Modem | 1 |  | 0
S54681 | Eagle | H502645 | PowerLogger 1000 (SO95895) | 10 | Datalogger | 1 |  | 0
S54681 | Eagle | H264342 | Elkor Production Meter | 2 | Production Meter | 1 |  | 0
S54681 | Eagle | H264344 | CPS SCH125kTL Inv - 1 | 1 | Inverter | 1 |  | 0
S54681 | Eagle | H264345 | CPS SCH125kTL Inv - 2 | 1 | Inverter | 1 |  | 0
S54681 | Eagle | H264346 | CPS SCH125kTL Inv - 3 | 1 | Inverter | 1 |  | 0
S54681 | Eagle | H264347 | CPS SCH125kTL Inv - 4 | 1 | Inverter | 1 |  | 0
S54681 | Eagle | H264348 | CPS SCH125kTL Inv - 5 | 1 | Inverter | 1 |  | 0
S54681 | Eagle | H264349 | CPS SCH125kTL Inv - 6 | 1 | Inverter | 1 |  | 0
S54681 | Eagle | H264350 | CPS SCH125kTL Inv - 7 | 1 | Inverter | 1 |  | 0
S54681 | Eagle | H264351 | CPS SCH125kTL Inv - 8 | 1 | Inverter | 1 |  | 0
S54681 | Eagle | H264352 | CPS SCH125kTL Inv - 9 | 1 | Inverter | 1 |  | 0
S54681 | Eagle | H264353 | CPS SCH125kTL Inv - 10 | 1 | Inverter | 1 |  | 0
S54681 | Eagle | H264354 | CPS SCH125kTL Inv - 11 | 1 | Inverter | 1 |  | 0
S54681 | Eagle | H264355 | CPS SCH125kTL Inv - 12 | 1 | Inverter | 1 |  | 0
S54681 | Eagle | H264356 | CPS SCH125kTL Inv - 13 | 1 | Inverter | 1 |  | 0
S54681 | Eagle | H264357 | CPS SCH125kTL Inv - 14 | 1 | Inverter | 1 |  | 0
S54681 | Eagle | H264358 | CPS SCH125kTL Inv - 15 | 1 | Inverter | 1 |  | 0
S54681 | Eagle | H264359 | CPS SCH125kTL Inv - 16 | 1 | Inverter | 1 |  | 0
S54681 | Eagle | H264360 | CPS SCH125kTL Inv - 17 | 1 | Inverter | 1 |  | 0
S54681 | Eagle | H264361 | CPS SCH125kTL Inv - 18 | 1 | Inverter | 1 |  | 0
S54681 | Eagle | H264362 | CPS SCH125kTL Inv - 19 | 1 | Inverter | 1 |  | 0
S54681 | Eagle | H264363 | CPS SCH125kTL Inv - 20 | 1 | Inverter | 1 |  | 0
S54681 | Eagle | H264364 | CPS SCH125kTL Inv - 21 | 1 | Inverter | 1 |  | 0
S54681 | Eagle | H264365 | CPS SCH125kTL Inv - 22 | 1 | Inverter | 1 |  | 0
S54681 | Eagle | H264366 | CPS SCH125kTL Inv - 23 | 1 | Inverter | 1 |  | 0
S54681 | Eagle | H264367 | CPS SCH125kTL Inv - 24 | 1 | Inverter | 1 |  | 0
S54681 | Eagle | H264368 | Weather Station 1 (Standard w/ Kipp POA) | 5 | Weather / Pyranometer | 1 |  | 0
S54681 | Eagle | H264369 | Weather Station 2 (Kipp GHI & Mod Temp) | 5 | Weather / Pyranometer | 1 |  | 0
S59656 | Whitetail | H312382 | OFFLINE - PowerManager 2200 | 10 | Datalogger | 3 |  | 0
S59656 | Whitetail | H595274 | 16 String Inverters | 28 | String Inverter Group | 1 |  | 0
S59656 | Whitetail | H595275 | 17 String Inverters | 28 | String Inverter Group | 1 |  | 0
S59656 | Whitetail | H590015 | GameChange Tracker Control 2.3 | 24 | Tracker Controller | 1 |  | 0
S59656 | Whitetail | H590016 | GameChange Tracker Control 2.2 | 24 | Tracker Controller | 1 |  | 0
S59656 | Whitetail | H590017 | GameChange Tracker Control 2.1 | 24 | Tracker Controller | 1 |  | 0
S59656 | Whitetail | H312380 | Cell Modem Reporting (RV50) | 11 | Generic Device / Module | 1 |  | 0
S59656 | Whitetail | H521460 | PowerManager 2200 (RMA16217/SO101810) | 10 | Datalogger | 1 |  | 0
S59656 | Whitetail | H312384 | SEL-735 Production Meter | 2 | Production Meter | 1 |  | 0
S59656 | Whitetail | H312388 | SunGrow SG125HV - Inverter 1 | 1 | Inverter | 1 |  | 0
S59656 | Whitetail | H312389 | SunGrow SG125HV - Inverter 2 | 1 | Inverter | 1 |  | 0
S59656 | Whitetail | H312390 | SunGrow SG125HV - Inverter 3 | 1 | Inverter | 1 |  | 0
S59656 | Whitetail | H312391 | SunGrow SG125HV - Inverter 4 | 1 | Inverter | 1 |  | 0
S59656 | Whitetail | H312392 | SunGrow SG125HV - Inverter 5 | 1 | Inverter | 1 |  | 0
S59656 | Whitetail | H312393 | SunGrow SG125HV - Inverter 6 | 1 | Inverter | 1 |  | 0
S59656 | Whitetail | H312394 | SunGrow SG125HV - Inverter 7 | 1 | Inverter | 1 |  | 0
S59656 | Whitetail | H312395 | SunGrow SG125HV - Inverter 8 | 1 | Inverter | 1 |  | 0
S59656 | Whitetail | H312396 | SunGrow SG125HV - Inverter 9 | 1 | Inverter | 1 |  | 0
S59656 | Whitetail | H312397 | SunGrow SG125HV - Inverter 10 | 1 | Inverter | 1 |  | 0
S59656 | Whitetail | H312398 | SunGrow SG125HV - Inverter 11 | 1 | Inverter | 1 |  | 0
S59656 | Whitetail | H312399 | SunGrow SG125HV - Inverter 12 | 1 | Inverter | 1 |  | 0
S59656 | Whitetail | H312400 | SunGrow SG125HV - Inverter 13 | 1 | Inverter | 1 |  | 0
S59656 | Whitetail | H312401 | SunGrow SG125HV - Inverter 14 | 1 | Inverter | 1 |  | 0
S59656 | Whitetail | H312402 | SunGrow SG125HV - Inverter 15 | 1 | Inverter | 1 |  | 0
S59656 | Whitetail | H312403 | SunGrow SG125HV - Inverter 16 | 1 | Inverter | 1 |  | 0
S59656 | Whitetail | H312404 | SunGrow SG125HV - Inverter 17 | 1 | Inverter | 1 |  | 0
S59656 | Whitetail | H312405 | SunGrow SG125HV - Inverter 18 | 1 | Inverter | 1 |  | 0
S59656 | Whitetail | H312406 | SunGrow SG125HV - Inverter 19 | 1 | Inverter | 1 |  | 0
S59656 | Whitetail | H312407 | SunGrow SG125HV - Inverter 20 | 1 | Inverter | 1 |  | 0
S59656 | Whitetail | H312408 | SunGrow SG125HV - Inverter 21 | 1 | Inverter | 1 |  | 0
S59656 | Whitetail | H312409 | SunGrow SG125HV - Inverter 22 | 1 | Inverter | 1 |  | 0
S59656 | Whitetail | H312410 | SunGrow SG125HV - Inverter 23 | 1 | Inverter | 1 |  | 0
S59656 | Whitetail | H312411 | SunGrow SG125HV - Inverter 24 | 1 | Inverter | 1 |  | 0
S59656 | Whitetail | H312412 | SunGrow SG125HV - Inverter 25 | 1 | Inverter | 1 |  | 0
S59656 | Whitetail | H312413 | SunGrow SG125HV - Inverter 26 | 1 | Inverter | 1 |  | 0
S59656 | Whitetail | H312414 | SunGrow SG125HV - Inverter 27 | 1 | Inverter | 1 |  | 0
S59656 | Whitetail | H312415 | SunGrow SG125HV - Inverter 28 | 1 | Inverter | 1 |  | 0
S59656 | Whitetail | H312416 | SunGrow SG125HV - Inverter 29 | 1 | Inverter | 1 |  | 0
S59656 | Whitetail | H312417 | SunGrow SG125HV - Inverter 30 | 1 | Inverter | 1 |  | 0
S59656 | Whitetail | H312418 | SunGrow SG125HV - Inverter 31 | 1 | Inverter | 1 |  | 0
S59656 | Whitetail | H312419 | SunGrow SG125HV - Inverter 32 | 1 | Inverter | 1 |  | 0
S59656 | Whitetail | H312420 | SunGrow SG125HV - Inverter 33 | 1 | Inverter | 1 |  | 0
S59656 | Whitetail | H312421 | SunGrow SG125HV - Inverter 34 | 1 | Inverter | 1 |  | 0
S59656 | Whitetail | H312422 | SunGrow SG125HV - Inverter 35 | 1 | Inverter | 1 |  | 0
S59656 | Whitetail | H312423 | SunGrow SG125HV - Inverter 36 | 1 | Inverter | 1 |  | 0
S59656 | Whitetail | H312424 | SunGrow SG125HV - Inverter 37 | 1 | Inverter | 1 |  | 0
S59656 | Whitetail | H312425 | SunGrow SG125HV - Inverter 38 | 1 | Inverter | 1 |  | 0
S59656 | Whitetail | H312426 | SunGrow SG125HV - Inverter 39 | 1 | Inverter | 1 |  | 0
S59656 | Whitetail | H312427 | SunGrow SG125HV - Inverter 40 | 1 | Inverter | 1 |  | 0
S59656 | Whitetail | H312428 | SunGrow SG125HV - Inverter 41 | 1 | Inverter | 1 |  | 0
S59656 | Whitetail | H312429 | SunGrow SG125HV - Inverter 42 | 1 | Inverter | 1 |  | 0
S59656 | Whitetail | H312430 | SunGrow SG125HV - Inverter 43 | 1 | Inverter | 1 |  | 0
S59656 | Whitetail | H312431 | SunGrow SG125HV - Inverter 44 | 1 | Inverter | 1 |  | 0
S59656 | Whitetail | H312432 | SunGrow SG125HV - Inverter 45 | 1 | Inverter | 1 |  | 0
S59656 | Whitetail | H312433 | SunGrow SG125HV - Inverter 46 | 1 | Inverter | 1 |  | 0
S59656 | Whitetail | H312434 | SunGrow SG125HV - Inverter 47 | 1 | Inverter | 1 |  | 0
S59656 | Whitetail | H312436 | SunGrow SG125HV - Inverter 48 | 1 | Inverter | 1 |  | 0
S59656 | Whitetail | H312437 | SunGrow SG125HV - Inverter 49 | 1 | Inverter | 1 |  | 0
S59656 | Whitetail | H312438 | SunGrow SG125HV - Inverter 50 | 1 | Inverter | 1 |  | 0
S59656 | Whitetail | H312439 | SunGrow SG125HV - Inverter 51 | 1 | Inverter | 1 |  | 0
S59656 | Whitetail | H312440 | SunGrow SG125HV - Inverter 52 | 1 | Inverter | 1 |  | 0
S59656 | Whitetail | H312441 | SunGrow SG125HV - Inverter 53 | 1 | Inverter | 1 |  | 0
S59656 | Whitetail | H312442 | SunGrow SG125HV - Inverter 54 | 1 | Inverter | 1 |  | 0
S59656 | Whitetail | H312443 | SunGrow SG125HV - Inverter 55 | 1 | Inverter | 1 |  | 0
S59656 | Whitetail | H312444 | SunGrow SG125HV - Inverter 56 | 1 | Inverter | 1 |  | 0
S59656 | Whitetail | H312445 | SunGrow SG125HV - Inverter 57 | 1 | Inverter | 1 |  | 0
S59656 | Whitetail | H312446 | SunGrow SG125HV - Inverter 58 | 1 | Inverter | 1 |  | 0
S59656 | Whitetail | H312447 | SunGrow SG125HV - Inverter 59 | 1 | Inverter | 1 |  | 0
S59656 | Whitetail | H312448 | SunGrow SG125HV - Inverter 60 | 1 | Inverter | 1 |  | 0
S59656 | Whitetail | H312449 | SunGrow SG125HV - Inverter 61 | 1 | Inverter | 1 |  | 0
S59656 | Whitetail | H312450 | SunGrow SG125HV - Inverter 62 | 1 | Inverter | 1 |  | 0
S59656 | Whitetail | H312451 | SunGrow SG125HV - Inverter 63 | 1 | Inverter | 1 |  | 0
S59656 | Whitetail | H312452 | SunGrow SG125HV - Inverter 64 | 1 | Inverter | 1 |  | 0
S59656 | Whitetail | H312453 | SunGrow SG125HV - Inverter 65 | 1 | Inverter | 1 |  | 0
S59656 | Whitetail | H312454 | SunGrow SG125HV - Inverter 66 | 1 | Inverter | 1 |  | 0
S59656 | Whitetail | H312455 | SunGrow SG125HV - Inverter 67 | 1 | Inverter | 1 |  | 0
S59656 | Whitetail | H312456 | SunGrow SG125HV - Inverter 68 | 1 | Inverter | 1 |  | 0
S59656 | Whitetail | H312457 | SunGrow SG125HV - Inverter 69 | 1 | Inverter | 1 |  | 0
S59656 | Whitetail | H312458 | SunGrow SG125HV - Inverter 70 | 1 | Inverter | 1 |  | 0
S59656 | Whitetail | H312459 | SunGrow SG125HV - Inverter 71 | 1 | Inverter | 1 |  | 0
S59656 | Whitetail | H312460 | SunGrow SG125HV - Inverter 72 | 1 | Inverter | 1 |  | 0
S59656 | Whitetail | H312461 | SunGrow SG125HV - Inverter 73 | 1 | Inverter | 1 |  | 0
S59656 | Whitetail | H312462 | SunGrow SG125HV - Inverter 74 | 1 | Inverter | 1 |  | 0
S59656 | Whitetail | H312463 | SunGrow SG125HV - Inverter 75 | 1 | Inverter | 1 |  | 0
S59656 | Whitetail | H312464 | SunGrow SG125HV - Inverter 76 | 1 | Inverter | 1 |  | 0
S59656 | Whitetail | H312465 | SunGrow SG125HV - Inverter 77 | 1 | Inverter | 1 |  | 0
S59656 | Whitetail | H312466 | SunGrow SG125HV - Inverter 78 | 1 | Inverter | 1 |  | 0
S59656 | Whitetail | H312467 | SunGrow SG125HV - Inverter 79 | 1 | Inverter | 1 |  | 0
S59656 | Whitetail | H312468 | SunGrow SG125HV - Inverter 80 | 1 | Inverter | 1 |  | 0
S59656 | Whitetail | H312482 | Weather Station (Standard) | 5 | Weather / Pyranometer | 1 |  | 0
S59656 | Whitetail | H312483 | Weather Station (Mod Temp) | 5 | Weather / Pyranometer | 1 |  | 0
S59656 | Whitetail | H312487 | Hukseflux SR-30 - POA | 5 | Weather / Pyranometer | 1 |  | 0
S59656 | Whitetail | H312488 | Hukseflux SR-30 - GHI | 5 | Weather / Pyranometer | 1 |  | 0
S59656 | Whitetail | H312489 | Hukseflux SR-30 - ALB | 5 | Weather / Pyranometer | 1 |  | 0
S59656 | Whitetail | H312387 | SEL-751 Relay (with control) | 11 | Generic Device / Module | 1 |  | 0
S59656 | Whitetail | H312486 | GameChange Tracker Control | 24 | Tracker Controller | 1 |  | 0
S59656 | Whitetail | H353778 | GameChange Tracker Control 2 | 24 | Tracker Controller | 3 |  | 0
S59656 | Whitetail | H312484 | AE Smart UPS | 11 | Generic Device / Module | 1 |  | 0
S59656 | Whitetail | H370906 | iPRO Security Camera | 14 | Camera | 1 |  | 0
S63837 | Bulloch 1B | H399333 | OFFLINE - PowerManager 2200 | 10 | Datalogger | 3 |  | 0
S63837 | Bulloch 1B | H462666 | 11 String INV's | 28 | String Inverter Group | 2 |  | 0
S63837 | Bulloch 1B | H462667 | 10 String INV's | 28 | String Inverter Group | 2 |  | 0
S63837 | Bulloch 1B | H399332 | Pepwave Modem | 11 | Generic Device / Module | 1 |  | 0
S63837 | Bulloch 1B | H464940 | PowerManager 2200 (RMA14348) | 10 | Datalogger | 1 |  | 0
S63837 | Bulloch 1B | H399336 | ION 8650 Production Meter | 2 | Production Meter | 1 |  | 0
S63837 | Bulloch 1B | H399338 | Inverter 1 | 1 | Inverter | 1 |  | 0
S63837 | Bulloch 1B | H399339 | Inverter 2 | 1 | Inverter | 1 |  | 0
S63837 | Bulloch 1B | H399340 | Inverter 3 | 1 | Inverter | 1 |  | 0
S63837 | Bulloch 1B | H399341 | Inverter 4 | 1 | Inverter | 1 |  | 0
S63837 | Bulloch 1B | H399342 | Inverter 5 | 1 | Inverter | 1 |  | 0
S63837 | Bulloch 1B | H399343 | Inverter 6 | 1 | Inverter | 1 |  | 0
S63837 | Bulloch 1B | H399344 | Inverter 7 | 1 | Inverter | 1 |  | 0
S63837 | Bulloch 1B | H399345 | Inverter 8 | 1 | Inverter | 1 |  | 0
S63837 | Bulloch 1B | H399346 | Inverter 9 | 1 | Inverter | 1 |  | 0
S63837 | Bulloch 1B | H399347 | Inverter 10 | 1 | Inverter | 1 |  | 0
S63837 | Bulloch 1B | H399348 | Inverter 11 | 1 | Inverter | 1 |  | 0
S63837 | Bulloch 1B | H399349 | Inverter 12 | 1 | Inverter | 1 |  | 0
S63837 | Bulloch 1B | H399350 | Inverter 13 | 1 | Inverter | 1 |  | 0
S63837 | Bulloch 1B | H399351 | Inverter 14 | 1 | Inverter | 1 |  | 0
S63837 | Bulloch 1B | H399352 | Inverter 15 | 1 | Inverter | 1 |  | 0
S63837 | Bulloch 1B | H399353 | Inverter 16 | 1 | Inverter | 1 |  | 0
S63837 | Bulloch 1B | H399354 | Inverter 17 | 1 | Inverter | 1 |  | 0
S63837 | Bulloch 1B | H399355 | Inverter 18 | 1 | Inverter | 1 |  | 0
S63837 | Bulloch 1B | H399356 | Inverter 19 | 1 | Inverter | 1 |  | 0
S63837 | Bulloch 1B | H399357 | Inverter 20 | 1 | Inverter | 1 |  | 0
S63837 | Bulloch 1B | H399358 | Inverter 21 | 1 | Inverter | 1 |  | 0
S63837 | Bulloch 1B | H399359 | Inverter 22 | 1 | Inverter | 1 |  | 0
S63837 | Bulloch 1B | H399360 | Inverter 23 | 1 | Inverter | 1 |  | 0
S63837 | Bulloch 1B | H399361 | Inverter 24 | 1 | Inverter | 1 |  | 0
S63837 | Bulloch 1B | H399363 | Kipp & Zonen SMP-12 (POA) - PY0 | 5 | Weather / Pyranometer | 1 |  | 0
S63837 | Bulloch 1B | H399364 | Kipp & Zonen SMP-12 (BPOA) - PY1 | 5 | Weather / Pyranometer | 1 |  | 0
S63837 | Bulloch 1B | H399365 | Kipp & Zonen SMP-12 (GHI) - PY2 | 5 | Weather / Pyranometer | 1 |  | 0
S63837 | Bulloch 1B | H399366 | Weather Station (Standard) | 5 | Weather / Pyranometer | 1 |  | 0
S63837 | Bulloch 1B | H399369 | iPRO Security Camera | 14 | Camera | 1 |  | 0
S63837 | Bulloch 1B | H399367 | Tracker Control | 24 | Tracker Controller | 1 |  | 0
S63837 | Bulloch 1B | H399334 | Transformer Alarms (Adam 6050) - IO0 | 11 | Generic Device / Module | 1 |  | 0
S63837 | Bulloch 1B | H399335 | Transformer Alarms (Adam 6050) - IO1 | 11 | Generic Device / Module | 1 |  | 0
S63837 | Bulloch 1B | H399368 | AE Smart UPS | 11 | Generic Device / Module | 1 |  | 0
S63838 | Bulloch 1A | H462668 | 11 String INV's | 28 | String Inverter Group | 2 |  | 0
S63838 | Bulloch 1A | H462669 | 10 String INV's | 28 | String Inverter Group | 2 |  | 0
S63838 | Bulloch 1A | H400643 | Pepwave Modem | 11 | Generic Device / Module | 1 |  | 0
S63838 | Bulloch 1A | H400648 | PowerManager 2200 | 10 | Datalogger | 1 |  | 0
S63838 | Bulloch 1A | H400652 | ION 8650 Production Meter | 2 | Production Meter | 1 |  | 0
S63838 | Bulloch 1A | H400665 | Inverter 1 | 1 | Inverter | 1 |  | 0
S63838 | Bulloch 1A | H400666 | Inverter 2 | 1 | Inverter | 1 |  | 0
S63838 | Bulloch 1A | H400667 | Inverter 3 | 1 | Inverter | 1 |  | 0
S63838 | Bulloch 1A | H400668 | Inverter 4 | 1 | Inverter | 1 |  | 0
S63838 | Bulloch 1A | H400669 | Inverter 5 | 1 | Inverter | 1 |  | 0
S63838 | Bulloch 1A | H400670 | Inverter 6 | 1 | Inverter | 1 |  | 0
S63838 | Bulloch 1A | H400671 | Inverter 7 | 1 | Inverter | 1 |  | 0
S63838 | Bulloch 1A | H400672 | Inverter 8 | 1 | Inverter | 1 |  | 0
S63838 | Bulloch 1A | H400673 | Inverter 9 | 1 | Inverter | 1 |  | 0
S63838 | Bulloch 1A | H400674 | Inverter 10 | 1 | Inverter | 1 |  | 0
S63838 | Bulloch 1A | H400675 | Inverter 11 | 1 | Inverter | 1 |  | 0
S63838 | Bulloch 1A | H400676 | Inverter 12 | 1 | Inverter | 1 |  | 0
S63838 | Bulloch 1A | H400653 | Inverter 13 | 1 | Inverter | 1 |  | 0
S63838 | Bulloch 1A | H400654 | Inverter 14 | 1 | Inverter | 1 |  | 0
S63838 | Bulloch 1A | H400655 | Inverter 15 | 1 | Inverter | 1 |  | 0
S63838 | Bulloch 1A | H400656 | Inverter 16 | 1 | Inverter | 1 |  | 0
S63838 | Bulloch 1A | H400657 | Inverter 17 | 1 | Inverter | 1 |  | 0
S63838 | Bulloch 1A | H400658 | Inverter 18 | 1 | Inverter | 1 |  | 0
S63838 | Bulloch 1A | H400659 | Inverter 19 | 1 | Inverter | 1 |  | 0
S63838 | Bulloch 1A | H400660 | Inverter 20 | 1 | Inverter | 1 |  | 0
S63838 | Bulloch 1A | H400661 | Inverter 21 | 1 | Inverter | 1 |  | 0
S63838 | Bulloch 1A | H400662 | Inverter 22 | 1 | Inverter | 1 |  | 0
S63838 | Bulloch 1A | H400663 | Inverter 23 | 1 | Inverter | 1 |  | 0
S63838 | Bulloch 1A | H400664 | Inverter 24 | 1 | Inverter | 1 |  | 0
S63838 | Bulloch 1A | H400677 | Kipp & Zonen SMP-12 (POA) - PY0 (RMA14237) | 5 | Weather / Pyranometer | 1 |  | 0
S63838 | Bulloch 1A | H400678 | Kipp & Zonen SMP-12 (BPOA) - PY1 | 5 | Weather / Pyranometer | 1 |  | 0
S63838 | Bulloch 1A | H400679 | Kipp & Zonen SMP-12 (GHI) - PY2 | 5 | Weather / Pyranometer | 1 |  | 0
S63838 | Bulloch 1A | H400682 | Weather Station (Standard) | 5 | Weather / Pyranometer | 1 |  | 0
S63838 | Bulloch 1A | H400688 | iPRO Security Camera (RMA13713) | 14 | Camera | 1 |  | 0
S63838 | Bulloch 1A | H400684 | FlexRack Tracker Control | 24 | Tracker Controller | 1 |  | 0
S63838 | Bulloch 1A | H400649 | Transformer Alarms (Adam 6050) - IO0 | 11 | Generic Device / Module | 1 |  | 0
S63838 | Bulloch 1A | H400650 | Transformer Alarms (Adam 6050) - IO1 | 11 | Generic Device / Module | 1 |  | 0
S63838 | Bulloch 1A | H400687 | AE Smart UPS | 11 | Generic Device / Module | 1 |  | 0
S63839 | Richmond | H465413 | 10 String INV's | 28 | String Inverter Group | 1 |  | 0
S63839 | Richmond | H465414 | 11 String INV's | 28 | String Inverter Group | 1 |  | 0
S63839 | Richmond | H400971 | Pepwave Modem | 11 | Generic Device / Module | 1 |  | 0
S63839 | Richmond | H400972 | PowerManager 2200 | 10 | Datalogger | 1 |  | 0
S63839 | Richmond | H400977 | ION 8650 Production Meter | 2 | Production Meter | 1 |  | 0
S63839 | Richmond | H400978 | Inverter 1 | 1 | Inverter | 1 |  | 0
S63839 | Richmond | H400979 | Inverter 2 | 1 | Inverter | 1 |  | 0
S63839 | Richmond | H400980 | Inverter 3 | 1 | Inverter | 1 |  | 0
S63839 | Richmond | H400981 | Inverter 4 | 1 | Inverter | 1 |  | 0
S63839 | Richmond | H400982 | Inverter 5 | 1 | Inverter | 1 |  | 0
S63839 | Richmond | H400983 | Inverter 6 | 1 | Inverter | 1 |  | 0
S63839 | Richmond | H400984 | Inverter 7 | 1 | Inverter | 1 |  | 0
S63839 | Richmond | H400985 | Inverter 8 | 1 | Inverter | 1 |  | 0
S63839 | Richmond | H400986 | Inverter 9 | 1 | Inverter | 1 |  | 0
S63839 | Richmond | H400987 | Inverter 10 | 1 | Inverter | 1 |  | 0
S63839 | Richmond | H400988 | Inverter 11 | 1 | Inverter | 1 |  | 0
S63839 | Richmond | H400989 | Inverter 12 | 1 | Inverter | 1 |  | 0
S63839 | Richmond | H400990 | Inverter 13 | 1 | Inverter | 1 |  | 0
S63839 | Richmond | H400991 | Inverter 14 | 1 | Inverter | 1 |  | 0
S63839 | Richmond | H400992 | Inverter 15 | 1 | Inverter | 1 |  | 0
S63839 | Richmond | H400993 | Inverter 16 | 1 | Inverter | 1 |  | 0
S63839 | Richmond | H400994 | Inverter 17 | 1 | Inverter | 1 |  | 0
S63839 | Richmond | H400995 | Inverter 18 | 1 | Inverter | 1 |  | 0
S63839 | Richmond | H400996 | Inverter 19 | 1 | Inverter | 1 |  | 0
S63839 | Richmond | H400997 | Inverter 20 | 1 | Inverter | 1 |  | 0
S63839 | Richmond | H400998 | Inverter 21 | 1 | Inverter | 1 |  | 0
S63839 | Richmond | H400999 | Inverter 22 | 1 | Inverter | 1 |  | 0
S63839 | Richmond | H401000 | Inverter 23 | 1 | Inverter | 1 |  | 0
S63839 | Richmond | H401001 | Inverter 24 | 1 | Inverter | 1 |  | 0
S63839 | Richmond | H401004 | Kipp & Zonen SMP-12 (POA) - PY0 | 5 | Weather / Pyranometer | 1 |  | 0
S63839 | Richmond | H401005 | Kipp & Zonen SMP-12 (GHI) - PY1 | 5 | Weather / Pyranometer | 1 |  | 0
S63839 | Richmond | H401006 | Kipp & Zonen SMP-12 (BPOA) - PY2 | 5 | Weather / Pyranometer | 1 |  | 0
S63839 | Richmond | H401008 | Weather Station (Standard) | 5 | Weather / Pyranometer | 1 |  | 0
S63839 | Richmond | H401011 | iPRO Security Camera | 14 | Camera | 1 |  | 0
S63839 | Richmond | H401009 | NCU 1 | 24 | Tracker Controller | 1 |  | 0
S63839 | Richmond | H400974 | Transformer Alarms (Adam 6050) - IO0 | 11 | Generic Device / Module | 1 |  | 0
S63839 | Richmond | H400975 | Transformer Alarms (Adam 6050) - IO1 | 11 | Generic Device / Module | 1 |  | 0
S63839 | Richmond | H401010 | AE Smart UPS | 11 | Generic Device / Module | 1 |  | 0
S63840 | Upson | H401087 | [OFFLINE] iPRO Security Camera | 14 | Camera | 3 |  | 0
S63840 | Upson | H465394 | 10 String Inverters | 28 | String Inverter Group | 2 |  | 0
S63840 | Upson | H465395 | 11 String Inverters | 28 | String Inverter Group | 2 |  | 0
S63840 | Upson | H401619 | Pepwave Modem | 11 | Generic Device / Module | 1 |  | 0
S63840 | Upson | H401048 | PowerManager 2200 | 10 | Datalogger | 1 |  | 0
S63840 | Upson | H401051 | ION 8650 Production Meter | 2 | Production Meter | 1 |  | 0
S63840 | Upson | H401052 | Inverter 1 - 11 String Inverter | 1 | Inverter | 1 |  | 0
S63840 | Upson | H401053 | Inverter 2 - 11 String Inverter | 1 | Inverter | 1 |  | 0
S63840 | Upson | H401054 | Inverter 3 - 11 String Inverter | 1 | Inverter | 1 |  | 0
S63840 | Upson | H401055 | Inverter 4 - 11 String Inverter | 1 | Inverter | 1 |  | 0
S63840 | Upson | H401056 | Inverter 5 - 11 String Inverter | 1 | Inverter | 1 |  | 0
S63840 | Upson | H401057 | Inverter 6 - 10 String Inverter | 1 | Inverter | 1 |  | 0
S63840 | Upson | H401058 | Inverter 7 - 10 String Inverter | 1 | Inverter | 1 |  | 0
S63840 | Upson | H401059 | Inverter 8 - 10 String Inverter | 1 | Inverter | 1 |  | 0
S63840 | Upson | H401060 | Inverter 9 - 11 String Inverter | 1 | Inverter | 1 |  | 0
S63840 | Upson | H401061 | Inverter 10 - 11 String Inverter | 1 | Inverter | 1 |  | 0
S63840 | Upson | H401062 | Inverter 11 - 11 String Inverter | 1 | Inverter | 1 |  | 0
S63840 | Upson | H401063 | Inverter 12 - 11 String Inverter | 1 | Inverter | 1 |  | 0
S63840 | Upson | H401064 | Inverter 13 - 11 String Inverter | 1 | Inverter | 1 |  | 0
S63840 | Upson | H401065 | Inverter 14 - 11 String Inverter | 1 | Inverter | 1 |  | 0
S63840 | Upson | H401066 | Inverter 15 - 11 String Inverter | 1 | Inverter | 1 |  | 0
S63840 | Upson | H401067 | Inverter 16 - 11 String Inverter | 1 | Inverter | 1 |  | 0
S63840 | Upson | H401068 | Inverter 17 - 11 String Inverter | 1 | Inverter | 1 |  | 0
S63840 | Upson | H401069 | Inverter 18 - 10 String Inverter | 1 | Inverter | 1 |  | 0
S63840 | Upson | H401070 | Inverter 19 - 10 String Inverter | 1 | Inverter | 1 |  | 0
S63840 | Upson | H401071 | Inverter 20 - 10 String Inverter | 1 | Inverter | 1 |  | 0
S63840 | Upson | H401072 | Inverter 21 - 11 String Inverter | 1 | Inverter | 1 |  | 0
S63840 | Upson | H401073 | Inverter 22 - 11 String Inverter | 1 | Inverter | 1 |  | 0
S63840 | Upson | H401074 | Inverter 23 - 11 String Inverter | 1 | Inverter | 1 |  | 0
S63840 | Upson | H401075 | Inverter 24 - 11 String Inverter | 1 | Inverter | 1 |  | 0
S63840 | Upson | H401080 | Kipp & Zonen SMP-12 (POA) - PY0 | 5 | Weather / Pyranometer | 1 |  | 0
S63840 | Upson | H401081 | Kipp & Zonen SMP-12 (GHI) - PY1 | 5 | Weather / Pyranometer | 1 |  | 0
S63840 | Upson | H401082 | Kipp & Zonen SMP-12 (BPOA) - PY2 | 5 | Weather / Pyranometer | 1 |  | 0
S63840 | Upson | H401083 | Weather Station (Standard) (RMA13757) | 5 | Weather / Pyranometer | 1 |  | 0
S63840 | Upson | H525654 | (SO102816) Advidia Camera | 14 | Camera | 1 |  | 0
S63840 | Upson | H401085 | Tracker Control | 24 | Tracker Controller | 1 |  | 0
S63840 | Upson | H401049 | Transformer Alarms (Adam 6050) - IO0 | 11 | Generic Device / Module | 1 |  | 0
S63840 | Upson | H401050 | Transformer Alarms (Adam 6050) - IO1 | 11 | Generic Device / Module | 1 |  | 0
S63840 | Upson | H401086 | AE Smart UPS | 11 | Generic Device / Module | 1 |  | 0
S64602 | McLean | H595437 | 11 String | 28 | String Inverter Group | 2 |  | 0
S64602 | McLean | H595438 | 10 String | 28 | String Inverter Group | 2 |  | 0
S64602 | McLean | H421863 | CELLULAR MODEM | 11 | Generic Device / Module | 1 |  | 0
S64602 | McLean | H421808 | DATALOGGER | 10 | Datalogger | 1 |  | 0
S64602 | McLean | H421811 | METER - PRODUCTION | 2 | Production Meter | 1 |  | 0
S64602 | McLean | H421813 | INVERTER 1 | 1 | Inverter | 1 |  | 0
S64602 | McLean | H421814 | INVERTER 2 | 1 | Inverter | 1 |  | 0
S64602 | McLean | H421815 | INVERTER 3 | 1 | Inverter | 1 |  | 0
S64602 | McLean | H421816 | INVERTER 4 | 1 | Inverter | 1 |  | 0
S64602 | McLean | H421817 | INVERTER 5 | 1 | Inverter | 1 |  | 0
S64602 | McLean | H421818 | INVERTER 6 | 1 | Inverter | 1 |  | 0
S64602 | McLean | H421819 | INVERTER 7 | 1 | Inverter | 1 |  | 0
S64602 | McLean | H421820 | INVERTER 8 | 1 | Inverter | 1 |  | 0
S64602 | McLean | H421821 | INVERTER 9 | 1 | Inverter | 1 |  | 0
S64602 | McLean | H421822 | INVERTER 10 | 1 | Inverter | 1 |  | 0
S64602 | McLean | H421823 | INVERTER 11 | 1 | Inverter | 1 |  | 0
S64602 | McLean | H421824 | INVERTER 12 | 1 | Inverter | 1 |  | 0
S64602 | McLean | H421825 | INVERTER 13 | 1 | Inverter | 1 |  | 0
S64602 | McLean | H421826 | INVERTER 14 | 1 | Inverter | 1 |  | 0
S64602 | McLean | H421827 | INVERTER 15 | 1 | Inverter | 1 |  | 0
S64602 | McLean | H421828 | INVERTER 16 | 1 | Inverter | 1 |  | 0
S64602 | McLean | H421829 | INVERTER 17 | 1 | Inverter | 1 |  | 0
S64602 | McLean | H421830 | INVERTER 18 | 1 | Inverter | 1 |  | 0
S64602 | McLean | H421831 | INVERTER 19 | 1 | Inverter | 1 |  | 0
S64602 | McLean | H421832 | INVERTER 20 | 1 | Inverter | 1 |  | 0
S64602 | McLean | H421833 | INVERTER 21 | 1 | Inverter | 1 |  | 0
S64602 | McLean | H421834 | INVERTER 22 | 1 | Inverter | 1 |  | 0
S64602 | McLean | H421835 | INVERTER 23 | 1 | Inverter | 1 |  | 0
S64602 | McLean | H421836 | INVERTER 24 | 1 | Inverter | 1 |  | 0
S64602 | McLean | H421837 | INVERTER 25 | 1 | Inverter | 1 |  | 0
S64602 | McLean | H421838 | INVERTER 26 | 1 | Inverter | 1 |  | 0
S64602 | McLean | H421839 | INVERTER 27 | 1 | Inverter | 1 |  | 0
S64602 | McLean | H421840 | INVERTER 28 | 1 | Inverter | 1 |  | 0
S64602 | McLean | H421841 | INVERTER 29 | 1 | Inverter | 1 |  | 0
S64602 | McLean | H421842 | INVERTER 30 | 1 | Inverter | 1 |  | 0
S64602 | McLean | H421843 | INVERTER 31 | 1 | Inverter | 1 |  | 0
S64602 | McLean | H421844 | INVERTER 32 | 1 | Inverter | 1 |  | 0
S64602 | McLean | H421845 | INVERTER 33 | 1 | Inverter | 1 |  | 0
S64602 | McLean | H421846 | INVERTER 34 | 1 | Inverter | 1 |  | 0
S64602 | McLean | H421847 | INVERTER 35 | 1 | Inverter | 1 |  | 0
S64602 | McLean | H421848 | INVERTER 36 | 1 | Inverter | 1 |  | 0
S64602 | McLean | H421849 | INVERTER 37 | 1 | Inverter | 1 |  | 0
S64602 | McLean | H421850 | INVERTER 38 | 1 | Inverter | 1 |  | 0
S64602 | McLean | H421851 | INVERTER 39 | 1 | Inverter | 1 |  | 0
S64602 | McLean | H421852 | INVERTER 40 | 1 | Inverter | 1 |  | 0
S64602 | McLean | H421853 | PYRANOMETER - GHI (PY0) | 5 | Weather / Pyranometer | 1 |  | 0
S64602 | McLean | H421857 | WEATHER STATION (LUFFT) | 5 | Weather / Pyranometer | 1 |  | 0
S64602 | McLean | H421854 | PYRANOMETER - POA (PY1) (SO84054) | 5 | Weather / Pyranometer | 1 |  | 0
S64602 | McLean | H421855 | PYRANOMETER - BPOA (PY2) | 5 | Weather / Pyranometer | 1 |  | 0
S64602 | McLean | H421856 | BOM TEMPERATURE | 5 | Weather / Pyranometer | 1 |  | 0
S64602 | McLean | H421858 | CAMERA | 14 | Camera | 1 |  | 0
S64602 | McLean | H421812 | RELAY | 11 | Generic Device / Module | 1 |  | 0
S64602 | McLean | H421859 | TRACKER CONTROL (ST0) | 24 | Tracker Controller | 1 |  | 0
S64602 | McLean | H421860 | TRACKER CONTROL (ST0) | 24 | Tracker Controller | 1 |  | 0
S64602 | McLean | H421861 | [OFFLINE] TRACKER CONTROL (ST2) | 24 | Tracker Controller | 4 |  | 0
S64602 | McLean | H460850 | OFFLINE test poa (py1) | 5 | Weather / Pyranometer | 3 |  | 0
S64602 | McLean | H421809 | DIGITAL I/O - XFMR ALARMS (IO0) | 11 | Generic Device / Module | 1 |  | 0
S64602 | McLean | H421810 | DIGITAL I/O - XFMR ALARMS (IO1) | 11 | Generic Device / Module | 1 |  | 0
S64602 | McLean | H421862 | UPS | 11 | Generic Device / Module | 1 |  | 0
S64603 | Shorthorn | H595430 | 12 String INV's | 28 | String Inverter Group | 1 |  | 0
S64603 | Shorthorn | H595436 | 13 String INV's | 28 | String Inverter Group | 1 |  | 0
S64603 | Shorthorn | H422148 | CELLULAR MODEM | 11 | Generic Device / Module | 1 |  | 0
S64603 | Shorthorn | H422060 | DATALOGGER | 10 | Datalogger | 1 |  | 0
S64603 | Shorthorn | H422064 | METER - PRODUCTION | 2 | Production Meter | 1 |  | 0
S64603 | Shorthorn | H422066 | INVERTER 1 | 1 | Inverter | 1 |  | 0
S64603 | Shorthorn | H422067 | INVERTER 2 | 1 | Inverter | 1 |  | 0
S64603 | Shorthorn | H422068 | INVERTER 3 | 1 | Inverter | 1 |  | 0
S64603 | Shorthorn | H422069 | INVERTER 4 | 1 | Inverter | 1 |  | 0
S64603 | Shorthorn | H422070 | INVERTER 5 | 1 | Inverter | 1 |  | 0
S64603 | Shorthorn | H422071 | INVERTER 6 | 1 | Inverter | 1 |  | 0
S64603 | Shorthorn | H422072 | INVERTER 7 | 1 | Inverter | 1 |  | 0
S64603 | Shorthorn | H422073 | INVERTER 8 | 1 | Inverter | 1 |  | 0
S64603 | Shorthorn | H422074 | INVERTER 9 | 1 | Inverter | 1 |  | 0
S64603 | Shorthorn | H422075 | INVERTER 10 | 1 | Inverter | 1 |  | 0
S64603 | Shorthorn | H422076 | INVERTER 11 | 1 | Inverter | 1 |  | 0
S64603 | Shorthorn | H422077 | INVERTER 12 | 1 | Inverter | 1 |  | 0
S64603 | Shorthorn | H422078 | INVERTER 13 | 1 | Inverter | 1 |  | 0
S64603 | Shorthorn | H422079 | INVERTER 14 | 1 | Inverter | 1 |  | 0
S64603 | Shorthorn | H422080 | INVERTER 15 | 1 | Inverter | 1 |  | 0
S64603 | Shorthorn | H422081 | INVERTER 16 | 1 | Inverter | 1 |  | 0
S64603 | Shorthorn | H422082 | INVERTER 17 | 1 | Inverter | 1 |  | 0
S64603 | Shorthorn | H422083 | INVERTER 18 | 1 | Inverter | 1 |  | 0
S64603 | Shorthorn | H422084 | INVERTER 19 | 1 | Inverter | 1 |  | 0
S64603 | Shorthorn | H422085 | INVERTER 20 | 1 | Inverter | 1 |  | 0
S64603 | Shorthorn | H422086 | INVERTER 21 | 1 | Inverter | 1 |  | 0
S64603 | Shorthorn | H422087 | INVERTER 22 | 1 | Inverter | 1 |  | 0
S64603 | Shorthorn | H422088 | INVERTER 23 | 1 | Inverter | 1 |  | 0
S64603 | Shorthorn | H422089 | INVERTER 24 | 1 | Inverter | 1 |  | 0
S64603 | Shorthorn | H422090 | INVERTER 25 | 1 | Inverter | 1 |  | 0
S64603 | Shorthorn | H422091 | INVERTER 26 | 1 | Inverter | 1 |  | 0
S64603 | Shorthorn | H422092 | INVERTER 27 | 1 | Inverter | 1 |  | 0
S64603 | Shorthorn | H422093 | INVERTER 28 | 1 | Inverter | 1 |  | 0
S64603 | Shorthorn | H422094 | INVERTER 29 | 1 | Inverter | 1 |  | 0
S64603 | Shorthorn | H422095 | INVERTER 30 | 1 | Inverter | 1 |  | 0
S64603 | Shorthorn | H422096 | INVERTER 31 | 1 | Inverter | 1 |  | 0
S64603 | Shorthorn | H422097 | INVERTER 32 | 1 | Inverter | 1 |  | 0
S64603 | Shorthorn | H422098 | INVERTER 33 | 1 | Inverter | 1 |  | 0
S64603 | Shorthorn | H422099 | INVERTER 34 | 1 | Inverter | 1 |  | 0
S64603 | Shorthorn | H422100 | INVERTER 35 | 1 | Inverter | 1 |  | 0
S64603 | Shorthorn | H422101 | INVERTER 36 | 1 | Inverter | 1 |  | 0
S64603 | Shorthorn | H422102 | INVERTER 37 | 1 | Inverter | 1 |  | 0
S64603 | Shorthorn | H422103 | INVERTER 38 | 1 | Inverter | 1 |  | 0
S64603 | Shorthorn | H422104 | INVERTER 39 | 1 | Inverter | 1 |  | 0
S64603 | Shorthorn | H422105 | INVERTER 40 | 1 | Inverter | 1 |  | 0
S64603 | Shorthorn | H422106 | INVERTER 41 | 1 | Inverter | 1 |  | 0
S64603 | Shorthorn | H422107 | INVERTER 42 | 1 | Inverter | 1 |  | 0
S64603 | Shorthorn | H422108 | INVERTER 43 | 1 | Inverter | 1 |  | 0
S64603 | Shorthorn | H422109 | INVERTER 44 | 1 | Inverter | 1 |  | 0
S64603 | Shorthorn | H422110 | INVERTER 45 | 1 | Inverter | 1 |  | 0
S64603 | Shorthorn | H422111 | INVERTER 46 | 1 | Inverter | 1 |  | 0
S64603 | Shorthorn | H422112 | INVERTER 47 | 1 | Inverter | 1 |  | 0
S64603 | Shorthorn | H422113 | INVERTER 48 | 1 | Inverter | 1 |  | 0
S64603 | Shorthorn | H422114 | INVERTER 49 | 1 | Inverter | 1 |  | 0
S64603 | Shorthorn | H422115 | INVERTER 50 | 1 | Inverter | 1 |  | 0
S64603 | Shorthorn | H422116 | INVERTER 51 | 1 | Inverter | 1 |  | 0
S64603 | Shorthorn | H422117 | INVERTER 52 | 1 | Inverter | 1 |  | 0
S64603 | Shorthorn | H422118 | INVERTER 53 | 1 | Inverter | 1 |  | 0
S64603 | Shorthorn | H422119 | INVERTER 54 | 1 | Inverter | 1 |  | 0
S64603 | Shorthorn | H422120 | INVERTER 55 | 1 | Inverter | 1 |  | 0
S64603 | Shorthorn | H422121 | INVERTER 56 | 1 | Inverter | 1 |  | 0
S64603 | Shorthorn | H422122 | INVERTER 57 | 1 | Inverter | 1 |  | 0
S64603 | Shorthorn | H422123 | INVERTER 58 | 1 | Inverter | 1 |  | 0
S64603 | Shorthorn | H422124 | INVERTER 59 | 1 | Inverter | 1 |  | 0
S64603 | Shorthorn | H422125 | INVERTER 60 | 1 | Inverter | 1 |  | 0
S64603 | Shorthorn | H422126 | INVERTER 61 | 1 | Inverter | 1 |  | 0
S64603 | Shorthorn | H422127 | INVERTER 62 | 1 | Inverter | 1 |  | 0
S64603 | Shorthorn | H422128 | INVERTER 63 | 1 | Inverter | 1 |  | 0
S64603 | Shorthorn | H422129 | INVERTER 64 | 1 | Inverter | 1 |  | 0
S64603 | Shorthorn | H422130 | INVERTER 65 | 1 | Inverter | 1 |  | 0
S64603 | Shorthorn | H422131 | INVERTER 66 | 1 | Inverter | 1 |  | 0
S64603 | Shorthorn | H422132 | INVERTER 67 | 1 | Inverter | 1 |  | 0
S64603 | Shorthorn | H422133 | INVERTER 68 | 1 | Inverter | 1 |  | 0
S64603 | Shorthorn | H422134 | INVERTER 69 | 1 | Inverter | 1 |  | 0
S64603 | Shorthorn | H422135 | INVERTER 70 | 1 | Inverter | 1 |  | 0
S64603 | Shorthorn | H422136 | INVERTER 71 | 1 | Inverter | 1 |  | 0
S64603 | Shorthorn | H422137 | INVERTER 72 | 1 | Inverter | 1 |  | 0
S64603 | Shorthorn | H422138 | PYRANOMETER - GHI | 5 | Weather / Pyranometer | 1 |  | 0
S64603 | Shorthorn | H422139 | PYRANOMETER - POA | 5 | Weather / Pyranometer | 1 |  | 0
S64603 | Shorthorn | H422140 | PYRANOMETER - BPOA (RMA14270) | 5 | Weather / Pyranometer | 1 |  | 0
S64603 | Shorthorn | H422141 | BOM TEMPERATURE | 5 | Weather / Pyranometer | 1 |  | 0
S64603 | Shorthorn | H422142 | WEATHER STATION | 5 | Weather / Pyranometer | 1 |  | 0
S64603 | Shorthorn | H422143 | CAMERA | 14 | Camera | 1 |  | 0
S64603 | Shorthorn | H422065 | RELAY | 11 | Generic Device / Module | 1 |  | 0
S64603 | Shorthorn | H422144 | TRACKER CONTROL (ST0) | 24 | Tracker Controller | 1 |  | 0
S64603 | Shorthorn | H422145 | TRACKER CONTROL (ST1) | 24 | Tracker Controller | 1 |  | 0
S64603 | Shorthorn | H422146 | TRACKER CONTROL (ST2) | 24 | Tracker Controller | 1 |  | 0
S64603 | Shorthorn | H422061 | DIGITAL I/O - XFMR ALARMS (IO0) | 11 | Generic Device / Module | 1 |  | 0
S64603 | Shorthorn | H422062 | DIGITAL I/O - XFMR ALARMS (IO1) | 11 | Generic Device / Module | 1 |  | 0
S64603 | Shorthorn | H422063 | DIGITAL I/O - XFMR ALARMS (IO2) | 11 | Generic Device / Module | 1 |  | 0
S64603 | Shorthorn | H422147 | UPS | 11 | Generic Device / Module | 1 |  | 0
S65216 | Green Solar | H515272 | 8760 data | 35 | Unknown (35) | 1 |  | 0
S65216 | Green Solar | H431102 | CELLULAR MODEM | 31 | Cellular Modem | 1 |  | 0
S65216 | Green Solar | H431406 | DATALOGGER | 10 | Datalogger | 1 |  | 0
S65216 | Green Solar | H431104 | METER - PRODUCTION | 2 | Production Meter | 1 |  | 0
S65216 | Green Solar | H431106 | INVERTER 1 | 1 | Inverter | 1 |  | 0
S65216 | Green Solar | H513456 | INVERTER MODULE 1 | 11 | Generic Device / Module | 1 |  | 0
S65216 | Green Solar | H513457 | INVERTER MODULE 2 | 11 | Generic Device / Module | 1 |  | 0
S65216 | Green Solar | H431113 | DC ZONES | 6 | DC Zone / String Monitor | 1 |  | 0
S65216 | Green Solar | H431107 | WEATHER STATION | 5 | Weather / Pyranometer | 1 |  | 0
S65216 | Green Solar | H431108 | PYRANOMETER - POA | 5 | Weather / Pyranometer | 1 |  | 0
S65216 | Green Solar | H431109 | PYRANOMETER - BPOA | 5 | Weather / Pyranometer | 1 |  | 0
S65216 | Green Solar | H431110 | PYRANOMETER - GHI | 5 | Weather / Pyranometer | 1 |  | 0
S65216 | Green Solar | H431111 | CAMERA | 14 | Camera | 1 |  | 0
S65216 | Green Solar | H431105 | RECLOSER | 11 | Generic Device / Module | 1 |  | 0
S65216 | Green Solar | H431112 | TRACKER CONTROLLER | 24 | Tracker Controller | 1 |  | 0
S65216 | Green Solar | H431114 | UPS | 11 | Generic Device / Module | 1 |  | 0
S65784 | Washington Solar | H525393 | 13-String Inverters | 28 | String Inverter Group | 1 |  | 0
S65784 | Washington Solar | H525822 | 12-String Inverters | 28 | String Inverter Group | 1 |  | 0
S65784 | Washington Solar | H457928 | CELLULAR MODEM | 11 | Generic Device / Module | 1 |  | 0
S65784 | Washington Solar | H457097 | DATALOGGER | 10 | Datalogger | 1 |  | 0
S65784 | Washington Solar | H457100 | METER - PRODUCTION | 2 | Production Meter | 1 |  | 0
S65784 | Washington Solar | H457102 | INVERTER 1 | 1 | Inverter | 1 |  | 0
S65784 | Washington Solar | H457103 | INVERTER 2 | 1 | Inverter | 1 |  | 0
S65784 | Washington Solar | H457104 | INVERTER 3 | 1 | Inverter | 1 |  | 0
S65784 | Washington Solar | H457105 | INVERTER 4 | 1 | Inverter | 1 |  | 0
S65784 | Washington Solar | H457106 | INVERTER 5 | 1 | Inverter | 1 |  | 0
S65784 | Washington Solar | H457107 | INVERTER 6 | 1 | Inverter | 1 |  | 0
S65784 | Washington Solar | H457108 | INVERTER 7 | 1 | Inverter | 1 |  | 0
S65784 | Washington Solar | H457109 | INVERTER 8 | 1 | Inverter | 1 |  | 0
S65784 | Washington Solar | H457110 | INVERTER 9 | 1 | Inverter | 1 |  | 0
S65784 | Washington Solar | H457111 | INVERTER 10 | 1 | Inverter | 1 |  | 0
S65784 | Washington Solar | H457112 | INVERTER 11 | 1 | Inverter | 1 |  | 0
S65784 | Washington Solar | H457113 | INVERTER 12 | 1 | Inverter | 1 |  | 0
S65784 | Washington Solar | H457114 | INVERTER 13 | 1 | Inverter | 1 |  | 0
S65784 | Washington Solar | H457115 | INVERTER 14 | 1 | Inverter | 1 |  | 0
S65784 | Washington Solar | H457116 | INVERTER 15 | 1 | Inverter | 1 |  | 0
S65784 | Washington Solar | H457117 | INVERTER 16 | 1 | Inverter | 1 |  | 0
S65784 | Washington Solar | H457118 | INVERTER 17 | 1 | Inverter | 1 |  | 0
S65784 | Washington Solar | H457119 | INVERTER 18 | 1 | Inverter | 1 |  | 0
S65784 | Washington Solar | H457120 | INVERTER 19 | 1 | Inverter | 1 |  | 0
S65784 | Washington Solar | H457121 | INVERTER 20 | 1 | Inverter | 1 |  | 0
S65784 | Washington Solar | H457122 | INVERTER 21 | 1 | Inverter | 1 |  | 0
S65784 | Washington Solar | H457123 | INVERTER 22 | 1 | Inverter | 1 |  | 0
S65784 | Washington Solar | H457124 | INVERTER 23 | 1 | Inverter | 1 |  | 0
S65784 | Washington Solar | H457125 | INVERTER 24 | 1 | Inverter | 1 |  | 0
S65784 | Washington Solar | H457126 | INVERTER 25 | 1 | Inverter | 1 |  | 0
S65784 | Washington Solar | H457127 | INVERTER 26 | 1 | Inverter | 1 |  | 0
S65784 | Washington Solar | H457128 | INVERTER 27 | 1 | Inverter | 1 |  | 0
S65784 | Washington Solar | H457129 | INVERTER 28 | 1 | Inverter | 1 |  | 0
S65784 | Washington Solar | H457130 | INVERTER 29 | 1 | Inverter | 1 |  | 0
S65784 | Washington Solar | H457131 | INVERTER 30 | 1 | Inverter | 1 |  | 0
S65784 | Washington Solar | H457132 | INVERTER 31 | 1 | Inverter | 1 |  | 0
S65784 | Washington Solar | H457133 | INVERTER 32 | 1 | Inverter | 1 |  | 0
S65784 | Washington Solar | H457134 | INVERTER 33 | 1 | Inverter | 1 |  | 0
S65784 | Washington Solar | H457135 | INVERTER 34 | 1 | Inverter | 1 |  | 0
S65784 | Washington Solar | H457136 | INVERTER 35 | 1 | Inverter | 1 |  | 0
S65784 | Washington Solar | H457137 | INVERTER 36 | 1 | Inverter | 1 |  | 0
S65784 | Washington Solar | H457138 | INVERTER 37 | 1 | Inverter | 1 |  | 0
S65784 | Washington Solar | H457139 | INVERTER 38 | 1 | Inverter | 1 |  | 0
S65784 | Washington Solar | H457140 | INVERTER 39 | 1 | Inverter | 1 |  | 0
S65784 | Washington Solar | H457141 | INVERTER 40 | 1 | Inverter | 1 |  | 0
S65784 | Washington Solar | H457142 | WEATHER STATION (STANDARD) | 5 | Weather / Pyranometer | 1 |  | 0
S65784 | Washington Solar | H457143 | PYRANOMETER - GHI | 5 | Weather / Pyranometer | 1 |  | 0
S65784 | Washington Solar | H457144 | PYRANOMETER - POA | 5 | Weather / Pyranometer | 1 |  | 0
S65784 | Washington Solar | H457145 | PYRANOMETER - BPOA | 5 | Weather / Pyranometer | 1 |  | 0
S65784 | Washington Solar | H457146 | CAMERA | 14 | Camera | 1 |  | 0
S65784 | Washington Solar | H457101 | RELAY | 11 | Generic Device / Module | 1 |  | 0
S65784 | Washington Solar | H457147 | TRACKER CONTROL 1 | 24 | Tracker Controller | 1 |  | 0
S65784 | Washington Solar | H457148 | TRACKER CONTROL 2 | 24 | Tracker Controller | 1 |  | 0
S65784 | Washington Solar | H498770 | TRACKER CONTROL | 24 | Tracker Controller | 3 |  | 0
S65784 | Washington Solar | H457098 | DIGITAL I/O - XFMR ALARMS | 11 | Generic Device / Module | 1 |  | 0
S65784 | Washington Solar | H457099 | DIGITAL I/O - XFMR ALARMS | 11 | Generic Device / Module | 1 |  | 0
S65784 | Washington Solar | H457149 | ALSOENERGY SMART UPS | 11 | Generic Device / Module | 1 |  | 0
S65784 | Washington Solar | H473430 | AE Smart UPS -SO86824 | 11 | Generic Device / Module | 1 |  | 0
S65785 | Harding Solar | H596631 | 13 String | 28 | String Inverter Group | 1 |  | 0
S65785 | Harding Solar | H596632 | 12 String | 28 | String Inverter Group | 1 |  | 0
S65785 | Harding Solar | H495985 | OFFLINE - TRACKER CONTROL - ST2 | 24 | Tracker Controller | 4 |  | 0
S65785 | Harding Solar | H462593 | CELLULAR MODEM | 31 | Cellular Modem | 1 |  | 0
S65785 | Harding Solar | H462594 | DATALOGGER | 10 | Datalogger | 1 |  | 0
S65785 | Harding Solar | H462597 | METER - PRODUCTION | 2 | Production Meter | 1 |  | 0
S65785 | Harding Solar | H462599 | INVERTER 1 | 1 | Inverter | 1 |  | 0
S65785 | Harding Solar | H462600 | INVERTER 2 | 1 | Inverter | 1 |  | 0
S65785 | Harding Solar | H462601 | INVERTER 3 | 1 | Inverter | 1 |  | 0
S65785 | Harding Solar | H462602 | INVERTER 4 | 1 | Inverter | 1 |  | 0
S65785 | Harding Solar | H462603 | INVERTER 5 | 1 | Inverter | 1 |  | 0
S65785 | Harding Solar | H462604 | INVERTER 6 | 1 | Inverter | 1 |  | 0
S65785 | Harding Solar | H462605 | INVERTER 7 | 1 | Inverter | 1 |  | 0
S65785 | Harding Solar | H462606 | INVERTER 8 | 1 | Inverter | 1 |  | 0
S65785 | Harding Solar | H462607 | INVERTER 9 | 1 | Inverter | 1 |  | 0
S65785 | Harding Solar | H462608 | INVERTER 10 | 1 | Inverter | 1 |  | 0
S65785 | Harding Solar | H462609 | INVERTER 11 | 1 | Inverter | 1 |  | 0
S65785 | Harding Solar | H462610 | INVERTER 12 | 1 | Inverter | 1 |  | 0
S65785 | Harding Solar | H462611 | INVERTER 13 | 1 | Inverter | 1 |  | 0
S65785 | Harding Solar | H462612 | INVERTER 14 | 1 | Inverter | 1 |  | 0
S65785 | Harding Solar | H462613 | INVERTER 15 | 1 | Inverter | 1 |  | 0
S65785 | Harding Solar | H462614 | INVERTER 16 | 1 | Inverter | 1 |  | 0
S65785 | Harding Solar | H462615 | INVERTER 17 | 1 | Inverter | 1 |  | 0
S65785 | Harding Solar | H462616 | INVERTER 18 | 1 | Inverter | 1 |  | 0
S65785 | Harding Solar | H462617 | INVERTER 19 | 1 | Inverter | 1 |  | 0
S65785 | Harding Solar | H462618 | INVERTER 20 | 1 | Inverter | 1 |  | 0
S65785 | Harding Solar | H462619 | INVERTER 21 | 1 | Inverter | 1 |  | 0
S65785 | Harding Solar | H462620 | INVERTER 22 | 1 | Inverter | 1 |  | 0
S65785 | Harding Solar | H462621 | INVERTER 23 | 1 | Inverter | 1 |  | 0
S65785 | Harding Solar | H462622 | INVERTER 24 | 1 | Inverter | 1 |  | 0
S65785 | Harding Solar | H462623 | WEATHER STATION | 5 | Weather / Pyranometer | 1 |  | 0
S65785 | Harding Solar | H462624 | PYRANOMETER - GHI | 5 | Weather / Pyranometer | 1 |  | 0
S65785 | Harding Solar | H462625 | PYRANOMETER - POA | 5 | Weather / Pyranometer | 1 |  | 0
S65785 | Harding Solar | H462626 | PYRANOMETER - BPOA | 5 | Weather / Pyranometer | 1 |  | 0
S65785 | Harding Solar | H462627 | CAMERA | 14 | Camera | 1 |  | 0
S65785 | Harding Solar | H462598 | RELAY | 11 | Generic Device / Module | 1 |  | 0
S65785 | Harding Solar | H462628 | TRACKER CONTROL | 24 | Tracker Controller | 1 |  | 0
S65785 | Harding Solar | H495984 | TRACKER CONTROL | 24 | Tracker Controller | 1 |  | 0
S65785 | Harding Solar | H462595 | DIGITAL I/O - XFMR ALARMS | 11 | Generic Device / Module | 1 |  | 0
S65785 | Harding Solar | H462596 | DIGITAL I/O - XFMR ALARMS | 11 | Generic Device / Module | 1 |  | 0
S65785 | Harding Solar | H462629 | ALSOENERGY SMART UPS | 11 | Generic Device / Module | 1 |  | 0
S65786 | Whitehall Solar | H463295 | DATALOGGER - OFFLINE | 10 | Datalogger | 3 |  | 0
S65786 | Whitehall Solar | H595264 | 13 String Inverters | 28 | String Inverter Group | 2 |  | 0
S65786 | Whitehall Solar | H595265 | 12 String Inverters | 28 | String Inverter Group | 2 |  | 0
S65786 | Whitehall Solar | H463323 | CELLULAR MODEM | 11 | Generic Device / Module | 1 |  | 0
S65786 | Whitehall Solar | H550198 | DATALOGGER - RMA16960/SO110212 | 10 | Datalogger | 1 |  | 0
S65786 | Whitehall Solar | H463297 | METER - PRODUCTION | 2 | Production Meter | 1 |  | 0
S65786 | Whitehall Solar | H463299 | INVERTER 1 | 1 | Inverter | 1 |  | 0
S65786 | Whitehall Solar | H463300 | INVERTER 2 | 1 | Inverter | 1 |  | 0
S65786 | Whitehall Solar | H463301 | INVERTER 3 | 1 | Inverter | 1 |  | 0
S65786 | Whitehall Solar | H463302 | INVERTER 4 | 1 | Inverter | 1 |  | 0
S65786 | Whitehall Solar | H463303 | INVERTER 5 | 1 | Inverter | 1 |  | 0
S65786 | Whitehall Solar | H463304 | INVERTER 6 | 1 | Inverter | 1 |  | 0
S65786 | Whitehall Solar | H463305 | INVERTER 7 | 1 | Inverter | 1 |  | 0
S65786 | Whitehall Solar | H463306 | INVERTER 8 | 1 | Inverter | 1 |  | 0
S65786 | Whitehall Solar | H463307 | INVERTER 9 | 1 | Inverter | 1 |  | 0
S65786 | Whitehall Solar | H463308 | INVERTER 10 | 1 | Inverter | 1 |  | 0
S65786 | Whitehall Solar | H463309 | INVERTER 11 | 1 | Inverter | 1 |  | 0
S65786 | Whitehall Solar | H463310 | INVERTER 12 | 1 | Inverter | 1 |  | 0
S65786 | Whitehall Solar | H463311 | INVERTER 13 | 1 | Inverter | 1 |  | 0
S65786 | Whitehall Solar | H463312 | INVERTER 14 | 1 | Inverter | 1 |  | 0
S65786 | Whitehall Solar | H463313 | INVERTER 15 | 1 | Inverter | 1 |  | 0
S65786 | Whitehall Solar | H463314 | INVERTER 16 | 1 | Inverter | 1 |  | 0
S65786 | Whitehall Solar | H463315 | WEATHER STATION | 5 | Weather / Pyranometer | 1 |  | 0
S65786 | Whitehall Solar | H463316 | PYRANOMETER - GHI | 5 | Weather / Pyranometer | 1 |  | 0
S65786 | Whitehall Solar | H463317 | PYRANOMETER - POA | 5 | Weather / Pyranometer | 1 |  | 0
S65786 | Whitehall Solar | H463318 | PYRANOMETER - BPOA | 5 | Weather / Pyranometer | 1 |  | 0
S65786 | Whitehall Solar | H463319 | CAMERA | 14 | Camera | 1 |  | 0
S65786 | Whitehall Solar | H463298 | RELAY | 11 | Generic Device / Module | 1 |  | 0
S65786 | Whitehall Solar | H463320 | TRACKER CONTROL | 24 | Tracker Controller | 1 |  | 0
S65786 | Whitehall Solar | H463296 | DIGITAL I/O - XFMR ALARMS | 11 | Generic Device / Module | 1 |  | 0
S65786 | Whitehall Solar | H463321 | ALSOENERGY SMART UPS | 11 | Generic Device / Module | 1 |  | 0
S65787 | Sunflower Solar | H595272 | 12 String Inverters | 28 | String Inverter Group | 2 |  | 0
S65787 | Sunflower Solar | H568655 | [OFFLINE] POWERMANAGER 2200 (RMA17377) | 10 | Datalogger | 3 |  | 0
S65787 | Sunflower Solar | H595273 | 13 String Inverters | 28 | String Inverter Group | 2 |  | 0
S65787 | Sunflower Solar | H458499 | CELLULAR MODEM | 31 | Cellular Modem | 1 |  | 0
S65787 | Sunflower Solar | H578275 | PM2200-RMA17561 | 10 | Datalogger | 1 |  | 0
S65787 | Sunflower Solar | H458505 | METER - PRODUCTION | 2 | Production Meter | 1 |  | 0
S65787 | Sunflower Solar | H458507 | INVERTER 1 | 1 | Inverter | 1 |  | 0
S65787 | Sunflower Solar | H458508 | INVERTER 2 | 1 | Inverter | 1 |  | 0
S65787 | Sunflower Solar | H458509 | INVERTER 3 | 1 | Inverter | 1 |  | 0
S65787 | Sunflower Solar | H458510 | INVERTER 4 | 1 | Inverter | 1 |  | 0
S65787 | Sunflower Solar | H458511 | INVERTER 5 | 1 | Inverter | 1 |  | 0
S65787 | Sunflower Solar | H458512 | INVERTER 6 | 1 | Inverter | 1 |  | 0
S65787 | Sunflower Solar | H458513 | INVERTER 7 | 1 | Inverter | 1 |  | 0
S65787 | Sunflower Solar | H458514 | INVERTER 8 | 1 | Inverter | 1 |  | 0
S65787 | Sunflower Solar | H458515 | INVERTER 9 | 1 | Inverter | 1 |  | 0
S65787 | Sunflower Solar | H458516 | INVERTER 10 | 1 | Inverter | 1 |  | 0
S65787 | Sunflower Solar | H458517 | INVERTER 11 | 1 | Inverter | 1 |  | 0
S65787 | Sunflower Solar | H458518 | INVERTER 12 | 1 | Inverter | 1 |  | 0
S65787 | Sunflower Solar | H458519 | INVERTER 13 | 1 | Inverter | 1 |  | 0
S65787 | Sunflower Solar | H458520 | INVERTER 14 | 1 | Inverter | 1 |  | 0
S65787 | Sunflower Solar | H458521 | INVERTER 15 | 1 | Inverter | 1 |  | 0
S65787 | Sunflower Solar | H458522 | INVERTER 16 | 1 | Inverter | 1 |  | 0
S65787 | Sunflower Solar | H458523 | INVERTER 17 | 1 | Inverter | 1 |  | 0
S65787 | Sunflower Solar | H458524 | INVERTER 18 | 1 | Inverter | 1 |  | 0
S65787 | Sunflower Solar | H458525 | INVERTER 19 | 1 | Inverter | 1 |  | 0
S65787 | Sunflower Solar | H458526 | INVERTER 20 | 1 | Inverter | 1 |  | 0
S65787 | Sunflower Solar | H458527 | INVERTER 21 | 1 | Inverter | 1 |  | 0
S65787 | Sunflower Solar | H458528 | INVERTER 22 | 1 | Inverter | 1 |  | 0
S65787 | Sunflower Solar | H458529 | INVERTER 23 | 1 | Inverter | 1 |  | 0
S65787 | Sunflower Solar | H458530 | INVERTER 24 | 1 | Inverter | 1 |  | 0
S65787 | Sunflower Solar | H458531 | INVERTER 25 | 1 | Inverter | 1 |  | 0
S65787 | Sunflower Solar | H458532 | INVERTER 26 | 1 | Inverter | 1 |  | 0
S65787 | Sunflower Solar | H458533 | INVERTER 27 | 1 | Inverter | 1 |  | 0
S65787 | Sunflower Solar | H458534 | INVERTER 28 | 1 | Inverter | 1 |  | 0
S65787 | Sunflower Solar | H458535 | INVERTER 29 | 1 | Inverter | 1 |  | 0
S65787 | Sunflower Solar | H458536 | INVERTER 30 | 1 | Inverter | 1 |  | 0
S65787 | Sunflower Solar | H458537 | INVERTER 31 | 1 | Inverter | 1 |  | 0
S65787 | Sunflower Solar | H458538 | INVERTER 32 | 1 | Inverter | 1 |  | 0
S65787 | Sunflower Solar | H458539 | INVERTER 33 | 1 | Inverter | 1 |  | 0
S65787 | Sunflower Solar | H458540 | INVERTER 34 | 1 | Inverter | 1 |  | 0
S65787 | Sunflower Solar | H458541 | INVERTER 35 | 1 | Inverter | 1 |  | 0
S65787 | Sunflower Solar | H458542 | INVERTER 36 | 1 | Inverter | 1 |  | 0
S65787 | Sunflower Solar | H458543 | INVERTER 37 | 1 | Inverter | 1 |  | 0
S65787 | Sunflower Solar | H458544 | INVERTER 38 | 1 | Inverter | 1 |  | 0
S65787 | Sunflower Solar | H458545 | INVERTER 39 | 1 | Inverter | 1 |  | 0
S65787 | Sunflower Solar | H458546 | INVERTER 40 | 1 | Inverter | 1 |  | 0
S65787 | Sunflower Solar | H458547 | INVERTER 41 | 1 | Inverter | 1 |  | 0
S65787 | Sunflower Solar | H458548 | INVERTER 42 | 1 | Inverter | 1 |  | 0
S65787 | Sunflower Solar | H458549 | INVERTER 43 | 1 | Inverter | 1 |  | 0
S65787 | Sunflower Solar | H458550 | INVERTER 44 | 1 | Inverter | 1 |  | 0
S65787 | Sunflower Solar | H458551 | INVERTER 45 | 1 | Inverter | 1 |  | 0
S65787 | Sunflower Solar | H458552 | INVERTER 46 | 1 | Inverter | 1 |  | 0
S65787 | Sunflower Solar | H458553 | INVERTER 47 | 1 | Inverter | 1 |  | 0
S65787 | Sunflower Solar | H458554 | INVERTER 48 | 1 | Inverter | 1 |  | 0
S65787 | Sunflower Solar | H458555 | INVERTER 49 | 1 | Inverter | 1 |  | 0
S65787 | Sunflower Solar | H458556 | INVERTER 50 | 1 | Inverter | 1 |  | 0
S65787 | Sunflower Solar | H458557 | INVERTER 51 | 1 | Inverter | 1 |  | 0
S65787 | Sunflower Solar | H458558 | INVERTER 52 | 1 | Inverter | 1 |  | 0
S65787 | Sunflower Solar | H458559 | INVERTER 53 | 1 | Inverter | 1 |  | 0
S65787 | Sunflower Solar | H458560 | INVERTER 54 | 1 | Inverter | 1 |  | 0
S65787 | Sunflower Solar | H458561 | INVERTER 55 | 1 | Inverter | 1 |  | 0
S65787 | Sunflower Solar | H458562 | INVERTER 56 | 1 | Inverter | 1 |  | 0
S65787 | Sunflower Solar | H458563 | INVERTER 57 | 1 | Inverter | 1 |  | 0
S65787 | Sunflower Solar | H458564 | INVERTER 58 | 1 | Inverter | 1 |  | 0
S65787 | Sunflower Solar | H458565 | INVERTER 59 | 1 | Inverter | 1 |  | 0
S65787 | Sunflower Solar | H458566 | INVERTER 60 | 1 | Inverter | 1 |  | 0
S65787 | Sunflower Solar | H458567 | INVERTER 61 | 1 | Inverter | 1 |  | 0
S65787 | Sunflower Solar | H458568 | INVERTER 62 | 1 | Inverter | 1 |  | 0
S65787 | Sunflower Solar | H458569 | INVERTER 63 | 1 | Inverter | 1 |  | 0
S65787 | Sunflower Solar | H458570 | INVERTER 64 | 1 | Inverter | 1 |  | 0
S65787 | Sunflower Solar | H458571 | INVERTER 65 | 1 | Inverter | 1 |  | 0
S65787 | Sunflower Solar | H458572 | INVERTER 66 | 1 | Inverter | 1 |  | 0
S65787 | Sunflower Solar | H458573 | INVERTER 67 | 1 | Inverter | 1 |  | 0
S65787 | Sunflower Solar | H458574 | INVERTER 68 | 1 | Inverter | 1 |  | 0
S65787 | Sunflower Solar | H458575 | INVERTER 69 | 1 | Inverter | 1 |  | 0
S65787 | Sunflower Solar | H458576 | INVERTER 70 | 1 | Inverter | 1 |  | 0
S65787 | Sunflower Solar | H458577 | INVERTER 71 | 1 | Inverter | 1 |  | 0
S65787 | Sunflower Solar | H458578 | INVERTER 72 | 1 | Inverter | 1 |  | 0
S65787 | Sunflower Solar | H458579 | INVERTER 73 | 1 | Inverter | 1 |  | 0
S65787 | Sunflower Solar | H458580 | INVERTER 74 | 1 | Inverter | 1 |  | 0
S65787 | Sunflower Solar | H458581 | INVERTER 75 | 1 | Inverter | 1 |  | 0
S65787 | Sunflower Solar | H458582 | INVERTER 76 | 1 | Inverter | 1 |  | 0
S65787 | Sunflower Solar | H458583 | INVERTER 77 | 1 | Inverter | 1 |  | 0
S65787 | Sunflower Solar | H458584 | INVERTER 78 | 1 | Inverter | 1 |  | 0
S65787 | Sunflower Solar | H458585 | INVERTER 79 | 1 | Inverter | 1 |  | 0
S65787 | Sunflower Solar | H458586 | INVERTER 80 | 1 | Inverter | 1 |  | 0
S65787 | Sunflower Solar | H458500 | [OFFLINE] DATALOGGER | 10 | Datalogger | 3 |  | 0
S65787 | Sunflower Solar | H458587 | PYRANOMETER - GHI (PY0) | 5 | Weather / Pyranometer | 1 |  | 0
S65787 | Sunflower Solar | H458588 | PYRANOMETER - POA (PY1) | 5 | Weather / Pyranometer | 1 |  | 0
S65787 | Sunflower Solar | H458589 | PYRANOMETER - BPOA (PY2) | 5 | Weather / Pyranometer | 1 |  | 0
S65787 | Sunflower Solar | H458590 | WEATHER STATION (STANDARD) (WS0) | 5 | Weather / Pyranometer | 1 |  | 0
S65787 | Sunflower Solar | H458591 | CAMERA | 14 | Camera | 1 |  | 0
S65787 | Sunflower Solar | H458506 | RELAY | 11 | Generic Device / Module | 1 |  | 0
S65787 | Sunflower Solar | H458592 | TRACKER CONTROL (ST0) | 24 | Tracker Controller | 1 |  | 0
S65787 | Sunflower Solar | H458593 | TRACKER CONTROL (ST1) | 24 | Tracker Controller | 1 |  | 0
S65787 | Sunflower Solar | H498771 | TRACKER CONTROL (ST1) | 24 | Tracker Controller | 1 |  | 0
S65787 | Sunflower Solar | H458594 | TRACKER CONTROL (ST2) | 24 | Tracker Controller | 1 |  | 0
S65787 | Sunflower Solar | H458501 | DIGITAL I/O - XFMR ALARMS (IO0) | 11 | Generic Device / Module | 1 |  | 0
S65787 | Sunflower Solar | H458502 | DIGITAL I/O - XFMR ALARMS (IO1) | 11 | Generic Device / Module | 1 |  | 0
S65787 | Sunflower Solar | H458503 | DIGITAL I/O - XFMR ALARMS (IO2) | 11 | Generic Device / Module | 1 |  | 0
S65787 | Sunflower Solar | H458504 | DIGITAL I/O - XFMR ALARMS (IO3) | 11 | Generic Device / Module | 1 |  | 0
S65787 | Sunflower Solar | H458595 | ALSOENERGY SMART UPS0 | 11 | Generic Device / Module | 1 |  | 0
S65787 | Sunflower Solar | H458596 | ALSOENERGY SMART UPS1 | 11 | Generic Device / Module | 1 |  | 0
S65788 | Gray Fox Solar | H604346 | 11 String Inverters | 28 | String Inverter Group | 2 |  | 0
S65788 | Gray Fox Solar | H604347 | 12 String Inverters | 28 | String Inverter Group | 2 |  | 0
S65788 | Gray Fox Solar | H458182 | CELLULAR MODEM | 31 | Cellular Modem | 1 |  | 0
S65788 | Gray Fox Solar | H458183 | DATALOGGER | 10 | Datalogger | 1 |  | 0
S65788 | Gray Fox Solar | H458186 | METER - PRODUCTION | 2 | Production Meter | 1 |  | 0
S65788 | Gray Fox Solar | H458188 | INVERTER 1.1 | 1 | Inverter | 1 |  | 0
S65788 | Gray Fox Solar | H458189 | INVERTER 1.2 | 1 | Inverter | 1 |  | 0
S65788 | Gray Fox Solar | H458190 | INVERTER 1.3 | 1 | Inverter | 1 |  | 0
S65788 | Gray Fox Solar | H458191 | INVERTER 1.4 | 1 | Inverter | 1 |  | 0
S65788 | Gray Fox Solar | H458192 | INVERTER 1.5 | 1 | Inverter | 1 |  | 0
S65788 | Gray Fox Solar | H458193 | INVERTER 1.6 | 1 | Inverter | 1 |  | 0
S65788 | Gray Fox Solar | H458194 | INVERTER 1.7 | 1 | Inverter | 1 |  | 0
S65788 | Gray Fox Solar | H458195 | INVERTER 1.8 | 1 | Inverter | 1 |  | 0
S65788 | Gray Fox Solar | H458196 | INVERTER 1.9 | 1 | Inverter | 1 |  | 0
S65788 | Gray Fox Solar | H458197 | INVERTER 1.10 | 1 | Inverter | 1 |  | 0
S65788 | Gray Fox Solar | H458198 | INVERTER 1.11 | 1 | Inverter | 1 |  | 0
S65788 | Gray Fox Solar | H458199 | INVERTER 1.12 | 1 | Inverter | 1 |  | 0
S65788 | Gray Fox Solar | H458200 | INVERTER 1.13 | 1 | Inverter | 1 |  | 0
S65788 | Gray Fox Solar | H458201 | INVERTER 1.14 | 1 | Inverter | 1 |  | 0
S65788 | Gray Fox Solar | H458202 | INVERTER 1.15 | 1 | Inverter | 1 |  | 0
S65788 | Gray Fox Solar | H458203 | INVERTER 1.16 | 1 | Inverter | 1 |  | 0
S65788 | Gray Fox Solar | H458204 | INVERTER 1.17 | 1 | Inverter | 1 |  | 0
S65788 | Gray Fox Solar | H458205 | INVERTER 1.18 | 1 | Inverter | 1 |  | 0
S65788 | Gray Fox Solar | H458206 | INVERTER 1.19 | 1 | Inverter | 1 |  | 0
S65788 | Gray Fox Solar | H458207 | INVERTER 1.20 | 1 | Inverter | 1 |  | 0
S65788 | Gray Fox Solar | H458208 | INVERTER 2.1 | 1 | Inverter | 1 |  | 0
S65788 | Gray Fox Solar | H458209 | INVERTER 2.2 | 1 | Inverter | 1 |  | 0
S65788 | Gray Fox Solar | H458210 | INVERTER 2.3 | 1 | Inverter | 1 |  | 0
S65788 | Gray Fox Solar | H458211 | INVERTER 2.4 | 1 | Inverter | 1 |  | 0
S65788 | Gray Fox Solar | H458212 | INVERTER 2.5 | 1 | Inverter | 1 |  | 0
S65788 | Gray Fox Solar | H458213 | INVERTER 2.6 | 1 | Inverter | 1 |  | 0
S65788 | Gray Fox Solar | H458214 | INVERTER 2.7 | 1 | Inverter | 1 |  | 0
S65788 | Gray Fox Solar | H458215 | INVERTER 2.8 | 1 | Inverter | 1 |  | 0
S65788 | Gray Fox Solar | H458216 | INVERTER 2.9 | 1 | Inverter | 1 |  | 0
S65788 | Gray Fox Solar | H458217 | INVERTER 2.10 | 1 | Inverter | 1 |  | 0
S65788 | Gray Fox Solar | H458218 | INVERTER 2.11 | 1 | Inverter | 1 |  | 0
S65788 | Gray Fox Solar | H458219 | INVERTER 2.12 | 1 | Inverter | 1 |  | 0
S65788 | Gray Fox Solar | H458220 | INVERTER 2.13 | 1 | Inverter | 1 |  | 0
S65788 | Gray Fox Solar | H458221 | INVERTER 2.14 | 1 | Inverter | 1 |  | 0
S65788 | Gray Fox Solar | H458222 | INVERTER 2.15 | 1 | Inverter | 1 |  | 0
S65788 | Gray Fox Solar | H458223 | INVERTER 2.16 | 1 | Inverter | 1 |  | 0
S65788 | Gray Fox Solar | H458224 | INVERTER 2.17 | 1 | Inverter | 1 |  | 0
S65788 | Gray Fox Solar | H458225 | INVERTER 2.18 | 1 | Inverter | 1 |  | 0
S65788 | Gray Fox Solar | H458226 | INVERTER 2.19 | 1 | Inverter | 1 |  | 0
S65788 | Gray Fox Solar | H458227 | INVERTER 2.20 | 1 | Inverter | 1 |  | 0
S65788 | Gray Fox Solar | H458228 | WEATHER STATION | 5 | Weather / Pyranometer | 1 |  | 0
S65788 | Gray Fox Solar | H458229 | PYRANOMETER - GHI | 5 | Weather / Pyranometer | 1 |  | 0
S65788 | Gray Fox Solar | H458230 | PYRANOMETER - POA | 5 | Weather / Pyranometer | 1 |  | 0
S65788 | Gray Fox Solar | H458231 | PYRANOMETER - BPOA | 5 | Weather / Pyranometer | 1 |  | 0
S65788 | Gray Fox Solar | H458232 | CAMERA | 14 | Camera | 1 |  | 0
S65788 | Gray Fox Solar | H458187 | RELAY | 11 | Generic Device / Module | 1 |  | 0
S65788 | Gray Fox Solar | H458233 | TRACKER CONTROL | 24 | Tracker Controller | 1 |  | 0
S65788 | Gray Fox Solar | H496288 | TRACKER CONTROL | 24 | Tracker Controller | 1 |  | 0
S65788 | Gray Fox Solar | H458184 | DIGITAL I/O - XFMR ALARMS (IO0) | 11 | Generic Device / Module | 1 |  | 0
S65788 | Gray Fox Solar | H458185 | DIGITAL I/O - XFMR ALARMS (IO1) | 11 | Generic Device / Module | 1 |  | 0
S65788 | Gray Fox Solar | H458234 | ALSOENERGY SMART UPS | 11 | Generic Device / Module | 1 |  | 0
S65918 | C & B Graham Energy | H527423 | PowerManager 2200 (SO101968) | 10 | Datalogger | 1 |  | 0
S65918 | C & B Graham Energy | H449716 | OFFLINE - DATALOGGER | 10 | Datalogger | 4 |  | 0
S65918 | C & B Graham Energy | H449718 | METER - PRODUCTION 1 | 2 | Production Meter | 1 |  | 0
S65918 | C & B Graham Energy | H449720 | METER - PRODUCTION 2 | 2 | Production Meter | 1 |  | 0
S65918 | C & B Graham Energy | H449722 | METER - PRODUCTION 3 | 2 | Production Meter | 1 |  | 0
S65918 | C & B Graham Energy | H449723 | INVERTER 1 | 1 | Inverter | 1 |  | 0
S65918 | C & B Graham Energy | H449724 | INVERTER 2 | 1 | Inverter | 1 |  | 0
S65918 | C & B Graham Energy | H449725 | INVERTER 3 | 1 | Inverter | 1 |  | 0
S65918 | C & B Graham Energy | H449726 | INVERTER 4 | 1 | Inverter | 1 |  | 0
S65918 | C & B Graham Energy | H449727 | INVERTER 5 | 1 | Inverter | 1 |  | 0
S65918 | C & B Graham Energy | H449728 | INVERTER 6 | 1 | Inverter | 1 |  | 0
S65918 | C & B Graham Energy | H449729 | INVERTER 7 | 1 | Inverter | 1 |  | 0
S65918 | C & B Graham Energy | H449730 | INVERTER 8 | 1 | Inverter | 1 |  | 0
S65918 | C & B Graham Energy | H449731 | INVERTER 9 | 1 | Inverter | 1 |  | 0
S65918 | C & B Graham Energy | H449732 | INVERTER 10 | 1 | Inverter | 1 |  | 0
S65918 | C & B Graham Energy | H449733 | INVERTER 11 | 1 | Inverter | 1 |  | 0
S65918 | C & B Graham Energy | H449734 | INVERTER 12 | 1 | Inverter | 1 |  | 0
S65918 | C & B Graham Energy | H449735 | INVERTER 13 | 1 | Inverter | 1 |  | 0
S65918 | C & B Graham Energy | H449736 | INVERTER 14 | 1 | Inverter | 1 |  | 0
S65918 | C & B Graham Energy | H449737 | INVERTER 15 | 1 | Inverter | 1 |  | 0
S65918 | C & B Graham Energy | H449738 | INVERTER 16 | 1 | Inverter | 1 |  | 0
S65918 | C & B Graham Energy | H449739 | INVERTER 17 | 1 | Inverter | 1 |  | 0
S65918 | C & B Graham Energy | H449740 | INVERTER 18 | 1 | Inverter | 1 |  | 0
S65918 | C & B Graham Energy | H449741 | INVERTER 19 | 1 | Inverter | 1 |  | 0
S65918 | C & B Graham Energy | H449742 | INVERTER 20 | 1 | Inverter | 1 |  | 0
S65918 | C & B Graham Energy | H449743 | INVERTER 21 | 1 | Inverter | 1 |  | 0
S65918 | C & B Graham Energy | H449744 | INVERTER 22 | 1 | Inverter | 1 |  | 0
S65918 | C & B Graham Energy | H449745 | INVERTER 23 | 1 | Inverter | 1 |  | 0
S65918 | C & B Graham Energy | H449746 | INVERTER 24 | 1 | Inverter | 1 |  | 0
S65918 | C & B Graham Energy | H449747 | INVERTER 25 | 1 | Inverter | 1 |  | 0
S65918 | C & B Graham Energy | H449748 | INVERTER 26 | 1 | Inverter | 1 |  | 0
S65918 | C & B Graham Energy | H449749 | INVERTER 27 | 1 | Inverter | 1 |  | 0
S65918 | C & B Graham Energy | H449750 | INVERTER 28 | 1 | Inverter | 1 |  | 0
S65918 | C & B Graham Energy | H449751 | INVERTER 29 | 1 | Inverter | 1 |  | 0
S65918 | C & B Graham Energy | H449752 | INVERTER 30 | 1 | Inverter | 1 |  | 0
S65918 | C & B Graham Energy | H449753 | INVERTER 31 | 1 | Inverter | 1 |  | 0
S65918 | C & B Graham Energy | H449754 | INVERTER 32 | 1 | Inverter | 1 |  | 0
S65918 | C & B Graham Energy | H449755 | INVERTER 33 | 1 | Inverter | 1 |  | 0
S65918 | C & B Graham Energy | H449756 | INVERTER 34 | 1 | Inverter | 1 |  | 0
S65918 | C & B Graham Energy | H449757 | INVERTER 35 | 1 | Inverter | 1 |  | 0
S65918 | C & B Graham Energy | H449758 | WEATHER STATION | 5 | Weather / Pyranometer | 1 |  | 0
S65918 | C & B Graham Energy | H449759 | PYRANOMETER - POA | 5 | Weather / Pyranometer | 1 |  | 0
S65918 | C & B Graham Energy | H449760 | PYRANOMETER - GHI | 5 | Weather / Pyranometer | 1 |  | 0
S65918 | C & B Graham Energy | H449761 | PYRANOMETER - BPOA | 5 | Weather / Pyranometer | 1 |  | 0
S65918 | C & B Graham Energy | H449762 | CAMERA | 14 | Camera | 1 |  | 0
S65918 | C & B Graham Energy | H449763 | TRACKER CONTROL 1 | 24 | Tracker Controller | 1 |  | 0
S65918 | C & B Graham Energy | H449764 | TRACKER CONTROL 2 | 24 | Tracker Controller | 1 |  | 0
S65918 | C & B Graham Energy | H494074 | Tracker Control 3 (1-86) | 24 | Tracker Controller | 1 |  | 0
S65918 | C & B Graham Energy | H494075 | Tracker Control 3 (87-103) | 24 | Tracker Controller | 1 |  | 0
S65918 | C & B Graham Energy | H449717 | DIGITAL I/O - XFMR ALARMS | 11 | Generic Device / Module | 3 |  | 0
S65918 | C & B Graham Energy | H449719 | DIGITAL I/O - XFMR ALARMS | 11 | Generic Device / Module | 3 |  | 0
S65918 | C & B Graham Energy | H449721 | DIGITAL I/O - XFMR ALARMS | 11 | Generic Device / Module | 3 |  | 0
S65918 | C & B Graham Energy | H449765 | ALSOENERGY SMART UPS | 11 | Generic Device / Module | 1 |  | 0
S65918 | C & B Graham Energy | H494298 | [OFFLINE] TRACKER CONTROL 2 (51-100) | 24 | Tracker Controller | 4 |  | 0
S65918 | C & B Graham Energy | H494299 | [OFFLINE] TRACKER CONTROL 2 (101-110) | 24 | Tracker Controller | 4 |  | 0
S66000 | Auburn Solar | H463760 | CELLULAR MODEM | 31 | Cellular Modem | 1 |  | 0
S66000 | Auburn Solar | H441246 | DATALOGGER | 10 | Datalogger | 1 |  | 0
S66000 | Auburn Solar | H463762 | METER - PRODUCTION | 2 | Production Meter | 1 |  | 0
S66000 | Auburn Solar | H463764 | INVERTER 1 | 1 | Inverter | 1 |  | 0
S66000 | Auburn Solar | H512783 | INVERTER MODULE 1 | 11 | Generic Device / Module | 1 |  | 0
S66000 | Auburn Solar | H512784 | INVERTER MODULE 2 | 11 | Generic Device / Module | 1 |  | 0
S66000 | Auburn Solar | H463771 | DC ZONES | 6 | DC Zone / String Monitor | 1 |  | 0
S66000 | Auburn Solar | H463765 | WEATHER STATION (STANDARD) | 5 | Weather / Pyranometer | 1 |  | 0
S66000 | Auburn Solar | H463766 | PYRANOMETER - POA | 5 | Weather / Pyranometer | 1 |  | 0
S66000 | Auburn Solar | H463767 | PYRANOMETER - BPOA | 5 | Weather / Pyranometer | 1 |  | 0
S66000 | Auburn Solar | H463768 | PYRANOMETER - GHI | 5 | Weather / Pyranometer | 1 |  | 0
S66000 | Auburn Solar | H463769 | CAMERA | 14 | Camera | 1 |  | 0
S66000 | Auburn Solar | H463763 | RELAY | 11 | Generic Device / Module | 1 |  | 0
S66000 | Auburn Solar | H463770 | TRACKER CONTROLLER | 24 | Tracker Controller | 1 |  | 0
S66000 | Auburn Solar | H463772 | ALSOENERGY SMART UPS | 11 | Generic Device / Module | 1 |  | 0
S66001 | Sheridan Solar | H460773 | CELLULAR MODEM | 31 | Cellular Modem | 1 |  | 0
S66001 | Sheridan Solar | H460774 | DATALOGGER | 10 | Datalogger | 1 |  | 0
S66001 | Sheridan Solar | H460775 | METER - NET | 2 | Production Meter | 1 |  | 0
S66001 | Sheridan Solar | H460777 | INVERTER 1 | 1 | Inverter | 1 |  | 0
S66001 | Sheridan Solar | H513469 | INVERTER MODULE 1 | 11 | Generic Device / Module | 1 |  | 0
S66001 | Sheridan Solar | H513470 | INVERTER MODULE 2 | 11 | Generic Device / Module | 1 |  | 0
S66001 | Sheridan Solar | H460784 | DC ZONES | 6 | DC Zone / String Monitor | 1 |  | 0
S66001 | Sheridan Solar | H460778 | WEATHER STATION | 5 | Weather / Pyranometer | 1 |  | 0
S66001 | Sheridan Solar | H460779 | PYRANOMETER - POA | 5 | Weather / Pyranometer | 1 |  | 0
S66001 | Sheridan Solar | H460780 | PYRANOMETER - BPOA | 5 | Weather / Pyranometer | 1 |  | 0
S66001 | Sheridan Solar | H460781 | PYRANOMETER - GHI | 5 | Weather / Pyranometer | 1 |  | 0
S66001 | Sheridan Solar | H460782 | CAMERA | 14 | Camera | 1 |  | 0
S66001 | Sheridan Solar | H460776 | RELAY | 11 | Generic Device / Module | 1 |  | 0
S66001 | Sheridan Solar | H460783 | TRACKER CONTROLLER | 24 | Tracker Controller | 1 |  | 0
S66001 | Sheridan Solar | H460785 | ALSOENERGY SMART UPS | 11 | Generic Device / Module | 1 |  | 0
S66930 | Elk Solar | H498890 | NCU 1 | 24 | Tracker Controller | 1 |  | 0
S66930 | Elk Solar | H498892 | Weather Station | 5 | Weather / Pyranometer | 1 |  | 0
S66930 | Elk Solar | H498893 | SEL 751 Recloser | 11 | Generic Device / Module | 1 |  | 0
S66930 | Elk Solar | H498894 | SEL 735 Production Meter | 2 | Production Meter | 1 |  | 0
S66930 | Elk Solar | H499734 | Inverter - 02.01 | 1 | Inverter | 1 |  | 0
S66930 | Elk Solar | H595414 | 11 String | 28 | String Inverter Group | 1 |  | 0
S66930 | Elk Solar | H498891 | NCU 2 | 24 | Tracker Controller | 1 |  | 0
S66930 | Elk Solar | H499735 | Inverter - 02.02 | 1 | Inverter | 1 |  | 0
S66930 | Elk Solar | H499777 | PPC | 11 | Generic Device / Module | 1 |  | 0
S66930 | Elk Solar | H595415 | 10 String | 28 | String Inverter Group | 1 |  | 0
S66930 | Elk Solar | H499736 | Inverter - 02.03 | 1 | Inverter | 1 |  | 0
S66930 | Elk Solar | H499778 | RVC | 11 | Generic Device / Module | 4 |  | 0
S66930 | Elk Solar | H499737 | Inverter - 02.04 | 1 | Inverter | 1 |  | 0
S66930 | Elk Solar | H499738 | Inverter - 02.05 | 1 | Inverter | 1 |  | 0
S66930 | Elk Solar | H499739 | Inverter - 02.06 | 1 | Inverter | 1 |  | 0
S66930 | Elk Solar | H499740 | Inverter - 01.01 | 1 | Inverter | 1 |  | 0
S66930 | Elk Solar | H499741 | Inverter - 01.02 | 1 | Inverter | 1 |  | 0
S66930 | Elk Solar | H499742 | Inverter - 01.03 | 1 | Inverter | 1 |  | 0
S66930 | Elk Solar | H499743 | Inverter - 01.04 | 1 | Inverter | 1 |  | 0
S66930 | Elk Solar | H499744 | Inverter - 01.05 | 1 | Inverter | 1 |  | 0
S66930 | Elk Solar | H499745 | Inverter - 01.06 | 1 | Inverter | 1 |  | 0
S66930 | Elk Solar | H499746 | Inverter - 03.01 | 1 | Inverter | 1 |  | 0
S66930 | Elk Solar | H499747 | Inverter - 03.02 | 1 | Inverter | 1 |  | 0
S66930 | Elk Solar | H499748 | Inverter - 03.03 | 1 | Inverter | 1 |  | 0
S66930 | Elk Solar | H499749 | Inverter - 03.04 | 1 | Inverter | 1 |  | 0
S66930 | Elk Solar | H499750 | Inverter - 03.05 | 1 | Inverter | 1 |  | 0
S66930 | Elk Solar | H499751 | Inverter - 03.06 | 1 | Inverter | 1 |  | 0
S66930 | Elk Solar | H499752 | Inverter - 02.09 | 1 | Inverter | 1 |  | 0
S66930 | Elk Solar | H499753 | Inverter - 01.07 | 1 | Inverter | 1 |  | 0
S66930 | Elk Solar | H499754 | Inverter - 01.08 | 1 | Inverter | 1 |  | 0
S66930 | Elk Solar | H499755 | Inverter - 01.09 | 1 | Inverter | 1 |  | 0
S66930 | Elk Solar | H499756 | Inverter - 01.10 | 1 | Inverter | 1 |  | 0
S66930 | Elk Solar | H499757 | Inverter - 01.11 | 1 | Inverter | 1 |  | 0
S66930 | Elk Solar | H499758 | Inverter - 01.12 | 1 | Inverter | 1 |  | 0
S66930 | Elk Solar | H499759 | Inverter - 01.13 | 1 | Inverter | 1 |  | 0
S66930 | Elk Solar | H499760 | Inverter - 01.14 | 1 | Inverter | 1 |  | 0
S66930 | Elk Solar | H499761 | Inverter - 02.07 | 1 | Inverter | 1 |  | 0
S66930 | Elk Solar | H499762 | Inverter - 02.08 | 1 | Inverter | 1 |  | 0
S66930 | Elk Solar | H499763 | Inverter - 02.10 | 1 | Inverter | 1 |  | 0
S66930 | Elk Solar | H499764 | Inverter - 02.11 | 1 | Inverter | 1 |  | 0
S66930 | Elk Solar | H499765 | Inverter - 02.12 | 1 | Inverter | 1 |  | 0
S66930 | Elk Solar | H499766 | Inverter - 02.13 | 1 | Inverter | 1 |  | 0
S66930 | Elk Solar | H499767 | Inverter - 02.14 | 1 | Inverter | 1 |  | 0
S66930 | Elk Solar | H499768 | Inverter - 03.07 | 1 | Inverter | 1 |  | 0
S66930 | Elk Solar | H499769 | Inverter - 03.08 | 1 | Inverter | 1 |  | 0
S66930 | Elk Solar | H499770 | Inverter - 03.09 | 1 | Inverter | 1 |  | 0
S66930 | Elk Solar | H499771 | Inverter - 03.10 | 1 | Inverter | 1 |  | 0
S66930 | Elk Solar | H499772 | Inverter - 03.11 | 1 | Inverter | 1 |  | 0
S66930 | Elk Solar | H499773 | Inverter - 03.12 | 1 | Inverter | 1 |  | 0
S66930 | Elk Solar | H499774 | Inverter - 03.13 | 1 | Inverter | 1 |  | 0
S66930 | Elk Solar | H499775 | Inverter - 03.14 | 1 | Inverter | 1 |  | 0
S66930 | Elk Solar | H499776 | Inverter - 01.15 | 1 | Inverter | 1 |  | 0
S68112 | Wallace Solar | H547556 | 8760 data | 35 | Unknown (35) | 1 |  | 0
S68112 | Wallace Solar | H498993 | CELLULAR MODEM | 31 | Cellular Modem | 1 |  | 0
S68112 | Wallace Solar | H498994 | DATALOGGER | 10 | Datalogger | 1 |  | 0
S68112 | Wallace Solar | H498995 | METER - PRODUCTION | 2 | Production Meter | 1 |  | 0
S68112 | Wallace Solar | H498997 | INVERTER 1 | 1 | Inverter | 1 |  | 0
S68112 | Wallace Solar | H499004 | DC ZONES | 6 | DC Zone / String Monitor | 1 |  | 0
S68112 | Wallace Solar | H498998 | WEATHER STATION | 5 | Weather / Pyranometer | 1 |  | 0
S68112 | Wallace Solar | H498999 | PYRANOMETER - POA | 5 | Weather / Pyranometer | 1 |  | 0
S68112 | Wallace Solar | H499000 | PYRANOMETER - BPOA | 5 | Weather / Pyranometer | 1 |  | 0
S68112 | Wallace Solar | H499001 | PYRANOMETER - GHI | 5 | Weather / Pyranometer | 1 |  | 0
S68112 | Wallace Solar | H499002 | CAMERA | 14 | Camera | 1 |  | 0
S68112 | Wallace Solar | H498996 | RECLOSER | 11 | Generic Device / Module | 1 |  | 0
S68112 | Wallace Solar | H499003 | TRACKER CONTROLLER | 24 | Tracker Controller | 1 |  | 0
S68112 | Wallace Solar | H499005 | ALSOENERGY SMART UPS | 11 | Generic Device / Module | 1 |  | 0
S68113 | Marble Solar | H554686 | 8760 Data | 35 | Unknown (35) | 1 |  | 0
S68113 | Marble Solar | H503492 | CELLULAR MODEM | 31 | Cellular Modem | 1 |  | 0
S68113 | Marble Solar | H503493 | DATALOGGER | 10 | Datalogger | 1 |  | 0
S68113 | Marble Solar | H503494 | METER - PRODUCTION | 2 | Production Meter | 1 |  | 0
S68113 | Marble Solar | H503496 | INVERTER 1 | 1 | Inverter | 1 |  | 0
S68113 | Marble Solar | H503503 | DC ZONES | 6 | DC Zone / String Monitor | 1 |  | 0
S68113 | Marble Solar | H503497 | WEATHER STATION | 5 | Weather / Pyranometer | 1 |  | 0
S68113 | Marble Solar | H503498 | PYRANOMETER - POA | 5 | Weather / Pyranometer | 1 |  | 0
S68113 | Marble Solar | H503499 | PYRANOMETER - GHI | 5 | Weather / Pyranometer | 1 |  | 0
S68113 | Marble Solar | H503500 | PYRANOMETER - BPOA | 5 | Weather / Pyranometer | 1 |  | 0
S68113 | Marble Solar | H503501 | CAMERA | 14 | Camera | 1 |  | 0
S68113 | Marble Solar | H503495 | RECLOSER | 11 | Generic Device / Module | 1 |  | 0
S68113 | Marble Solar | H503502 | TRACKER CONTROLLER | 24 | Tracker Controller | 1 |  | 0
S68113 | Marble Solar | H503504 | ALSOENERGY SMART UPS | 11 | Generic Device / Module | 1 |  | 0
S70532 | Longleaf Pine Solar, LLC | H595369 | 11 String INV's | 28 | String Inverter Group | 1 |  | 0
S70532 | Longleaf Pine Solar, LLC | H595370 | 12 String INV's | 28 | String Inverter Group | 1 |  | 0
S70532 | Longleaf Pine Solar, LLC | H542823 | CELLULAR MODEM | 31 | Cellular Modem | 1 |  | 0
S70532 | Longleaf Pine Solar, LLC | H542824 | INDUSTRIAL COMPUTER - DATALOGGER | 10 | Datalogger | 4 |  | 0
S70532 | Longleaf Pine Solar, LLC | H579762 | INDUSTRIAL COMPUTER - DATALOGGER (SO118811) | 10 | Datalogger | 1 |  | 0
S70532 | Longleaf Pine Solar, LLC | H542825 | METER - PRODUCTION | 2 | Production Meter | 1 |  | 0
S70532 | Longleaf Pine Solar, LLC | H542827 | INVERTER A1 | 1 | Inverter | 1 |  | 0
S70532 | Longleaf Pine Solar, LLC | H542828 | INVERTER A2 | 1 | Inverter | 1 |  | 0
S70532 | Longleaf Pine Solar, LLC | H542829 | INVERTER A3 | 1 | Inverter | 1 |  | 0
S70532 | Longleaf Pine Solar, LLC | H542830 | INVERTER A4 | 1 | Inverter | 1 |  | 0
S70532 | Longleaf Pine Solar, LLC | H542831 | INVERTER A5 | 1 | Inverter | 1 |  | 0
S70532 | Longleaf Pine Solar, LLC | H542832 | INVERTER A6 | 1 | Inverter | 1 |  | 0
S70532 | Longleaf Pine Solar, LLC | H542833 | INVERTER A7 | 1 | Inverter | 1 |  | 0
S70532 | Longleaf Pine Solar, LLC | H542834 | INVERTER A8 | 1 | Inverter | 1 |  | 0
S70532 | Longleaf Pine Solar, LLC | H542835 | INVERTER A9 | 1 | Inverter | 1 |  | 0
S70532 | Longleaf Pine Solar, LLC | H542836 | INVERTER A10 | 1 | Inverter | 1 |  | 0
S70532 | Longleaf Pine Solar, LLC | H542837 | INVERTER A11 | 1 | Inverter | 1 |  | 0
S70532 | Longleaf Pine Solar, LLC | H542838 | INVERTER A12 | 1 | Inverter | 1 |  | 0
S70532 | Longleaf Pine Solar, LLC | H542839 | INVERTER A13 | 1 | Inverter | 1 |  | 0
S70532 | Longleaf Pine Solar, LLC | H542840 | INVERTER A14 | 1 | Inverter | 1 |  | 0
S70532 | Longleaf Pine Solar, LLC | H542841 | INVERTER A15 | 1 | Inverter | 1 |  | 0
S70532 | Longleaf Pine Solar, LLC | H542842 | INVERTER A16 | 1 | Inverter | 1 |  | 0
S70532 | Longleaf Pine Solar, LLC | H542843 | INVERTER A17 | 1 | Inverter | 1 |  | 0
S70532 | Longleaf Pine Solar, LLC | H542844 | INVERTER A18 | 1 | Inverter | 1 |  | 0
S70532 | Longleaf Pine Solar, LLC | H542845 | INVERTER A19 | 1 | Inverter | 1 |  | 0
S70532 | Longleaf Pine Solar, LLC | H542846 | INVERTER A20 | 1 | Inverter | 1 |  | 0
S70532 | Longleaf Pine Solar, LLC | H542847 | INVERTER B1 | 1 | Inverter | 1 |  | 0
S70532 | Longleaf Pine Solar, LLC | H542848 | INVERTER B2 | 1 | Inverter | 1 |  | 0
S70532 | Longleaf Pine Solar, LLC | H542849 | INVERTER B3 | 1 | Inverter | 1 |  | 0
S70532 | Longleaf Pine Solar, LLC | H542851 | INVERTER B4 | 1 | Inverter | 1 |  | 0
S70532 | Longleaf Pine Solar, LLC | H542852 | INVERTER B5 | 1 | Inverter | 1 |  | 0
S70532 | Longleaf Pine Solar, LLC | H542853 | INVERTER B6 | 1 | Inverter | 1 |  | 0
S70532 | Longleaf Pine Solar, LLC | H542854 | INVERTER B7 | 1 | Inverter | 1 |  | 0
S70532 | Longleaf Pine Solar, LLC | H542855 | INVERTER B8 | 1 | Inverter | 1 |  | 0
S70532 | Longleaf Pine Solar, LLC | H542856 | INVERTER B9 | 1 | Inverter | 1 |  | 0
S70532 | Longleaf Pine Solar, LLC | H542857 | INVERTER B10 | 1 | Inverter | 1 |  | 0
S70532 | Longleaf Pine Solar, LLC | H542858 | INVERTER B11 | 1 | Inverter | 1 |  | 0
S70532 | Longleaf Pine Solar, LLC | H542859 | INVERTER B12 | 1 | Inverter | 1 |  | 0
S70532 | Longleaf Pine Solar, LLC | H542860 | INVERTER B13 | 1 | Inverter | 1 |  | 0
S70532 | Longleaf Pine Solar, LLC | H542861 | INVERTER B14 | 1 | Inverter | 1 |  | 0
S70532 | Longleaf Pine Solar, LLC | H542862 | INVERTER B15 | 1 | Inverter | 1 |  | 0
S70532 | Longleaf Pine Solar, LLC | H542863 | INVERTER B16 | 1 | Inverter | 1 |  | 0
S70532 | Longleaf Pine Solar, LLC | H542864 | INVERTER B17 | 1 | Inverter | 1 |  | 0
S70532 | Longleaf Pine Solar, LLC | H542865 | INVERTER B18 | 1 | Inverter | 1 |  | 0
S70532 | Longleaf Pine Solar, LLC | H542866 | INVERTER B19 | 1 | Inverter | 1 |  | 0
S70532 | Longleaf Pine Solar, LLC | H542867 | INVERTER B20 | 1 | Inverter | 1 |  | 0
S70532 | Longleaf Pine Solar, LLC | H542868 | WEATHER STATION | 5 | Weather / Pyranometer | 1 |  | 0
S70532 | Longleaf Pine Solar, LLC | H542869 | PYRANOMETER - POA | 5 | Weather / Pyranometer | 1 |  | 0
S70532 | Longleaf Pine Solar, LLC | H542870 | PYRANOMETER - BPOA | 5 | Weather / Pyranometer | 1 |  | 0
S70532 | Longleaf Pine Solar, LLC | H542871 | PYRANOMETER - GHI | 5 | Weather / Pyranometer | 1 |  | 0
S70532 | Longleaf Pine Solar, LLC | H542872 | CAMERA | 14 | Camera | 1 |  | 0
S70532 | Longleaf Pine Solar, LLC | H542826 | RELAY | 11 | Generic Device / Module | 1 |  | 0
S70532 | Longleaf Pine Solar, LLC | H542873 | Tracker Controller 1 | 24 | Tracker Controller | 1 |  | 0
S70532 | Longleaf Pine Solar, LLC | H542874 | Tracker Controller 2 | 24 | Tracker Controller | 1 |  | 0
S70532 | Longleaf Pine Solar, LLC | H542875 | DIGITAL I/O - XFMR ALARMS | 11 | Generic Device / Module | 1 |  | 0
S70532 | Longleaf Pine Solar, LLC | H542876 | DIGITAL I/O - XFMR ALARMS | 11 | Generic Device / Module | 1 |  | 0
S70532 | Longleaf Pine Solar, LLC | H542877 | ALSOENERGY SMART UPS | 11 | Generic Device / Module | 1 |  | 0
S70645 | Williams Solar, LLC | H595270 | 11 String Inverters | 28 | String Inverter Group | 2 |  | 0
S70645 | Williams Solar, LLC | H595271 | 10 String Inverters | 28 | String Inverter Group | 2 |  | 0
S70645 | Williams Solar, LLC | H543173 | CELLULAR MODEM | 31 | Cellular Modem | 1 |  | 0
S70645 | Williams Solar, LLC | H543174 | INDUSTRIAL COMPUTER - DATALOGGER | 10 | Datalogger | 1 |  | 0
S70645 | Williams Solar, LLC | H543175 | METER - PRODUCTION | 2 | Production Meter | 1 |  | 0
S70645 | Williams Solar, LLC | H543176 | RELAY | 11 | Generic Device / Module | 1 |  | 0
S70645 | Williams Solar, LLC | H543177 | INVERTER A1 | 1 | Inverter | 1 |  | 0
S70645 | Williams Solar, LLC | H543178 | INVERTER A2 | 1 | Inverter | 1 |  | 0
S70645 | Williams Solar, LLC | H543179 | INVERTER A3 | 1 | Inverter | 1 |  | 0
S70645 | Williams Solar, LLC | H543180 | INVERTER A4 | 1 | Inverter | 1 |  | 0
S70645 | Williams Solar, LLC | H543181 | INVERTER A5 | 1 | Inverter | 1 |  | 0
S70645 | Williams Solar, LLC | H543182 | INVERTER A6 | 1 | Inverter | 1 |  | 0
S70645 | Williams Solar, LLC | H543183 | INVERTER A7 | 1 | Inverter | 1 |  | 0
S70645 | Williams Solar, LLC | H543184 | INVERTER A8 | 1 | Inverter | 1 |  | 0
S70645 | Williams Solar, LLC | H543185 | INVERTER A9 | 1 | Inverter | 1 |  | 0
S70645 | Williams Solar, LLC | H543186 | INVERTER A10 | 1 | Inverter | 1 |  | 0
S70645 | Williams Solar, LLC | H543187 | INVERTER A11 | 1 | Inverter | 1 |  | 0
S70645 | Williams Solar, LLC | H543188 | INVERTER A12 | 1 | Inverter | 1 |  | 0
S70645 | Williams Solar, LLC | H543189 | INVERTER A13 | 1 | Inverter | 1 |  | 0
S70645 | Williams Solar, LLC | H543190 | INVERTER A14 | 1 | Inverter | 1 |  | 0
S70645 | Williams Solar, LLC | H543191 | INVERTER A15 | 1 | Inverter | 1 |  | 0
S70645 | Williams Solar, LLC | H543192 | INVERTER A16 | 1 | Inverter | 1 |  | 0
S70645 | Williams Solar, LLC | H543193 | INVERTER A17 | 1 | Inverter | 1 |  | 0
S70645 | Williams Solar, LLC | H543194 | INVERTER A18 | 1 | Inverter | 1 |  | 0
S70645 | Williams Solar, LLC | H543195 | INVERTER A19 | 1 | Inverter | 1 |  | 0
S70645 | Williams Solar, LLC | H543196 | INVERTER A20 | 1 | Inverter | 1 |  | 0
S70645 | Williams Solar, LLC | H543197 | INVERTER B1 | 1 | Inverter | 1 |  | 0
S70645 | Williams Solar, LLC | H543198 | INVERTER B2 | 1 | Inverter | 1 |  | 0
S70645 | Williams Solar, LLC | H543199 | INVERTER B3 | 1 | Inverter | 1 |  | 0
S70645 | Williams Solar, LLC | H543200 | INVERTER B4 | 1 | Inverter | 1 |  | 0
S70645 | Williams Solar, LLC | H543201 | INVERTER B5 | 1 | Inverter | 1 |  | 0
S70645 | Williams Solar, LLC | H543202 | INVERTER B6 | 1 | Inverter | 1 |  | 0
S70645 | Williams Solar, LLC | H543203 | INVERTER B7 | 1 | Inverter | 1 |  | 0
S70645 | Williams Solar, LLC | H543204 | INVERTER B8 | 1 | Inverter | 1 |  | 0
S70645 | Williams Solar, LLC | H543205 | INVERTER B9 | 1 | Inverter | 1 |  | 0
S70645 | Williams Solar, LLC | H543206 | INVERTER B10 | 1 | Inverter | 1 |  | 0
S70645 | Williams Solar, LLC | H543207 | INVERTER B11 | 1 | Inverter | 1 |  | 0
S70645 | Williams Solar, LLC | H543208 | INVERTER B12 | 1 | Inverter | 1 |  | 0
S70645 | Williams Solar, LLC | H543209 | INVERTER B13 | 1 | Inverter | 1 |  | 0
S70645 | Williams Solar, LLC | H543210 | INVERTER B14 | 1 | Inverter | 1 |  | 0
S70645 | Williams Solar, LLC | H543211 | INVERTER B15 | 1 | Inverter | 1 |  | 0
S70645 | Williams Solar, LLC | H543212 | INVERTER B16 | 1 | Inverter | 1 |  | 0
S70645 | Williams Solar, LLC | H543213 | INVERTER B17 | 1 | Inverter | 1 |  | 0
S70645 | Williams Solar, LLC | H543214 | INVERTER B18 | 1 | Inverter | 1 |  | 0
S70645 | Williams Solar, LLC | H543215 | INVERTER B19 | 1 | Inverter | 1 |  | 0
S70645 | Williams Solar, LLC | H543216 | INVERTER B20 | 1 | Inverter | 1 |  | 0
S70645 | Williams Solar, LLC | H543217 | WEATHER STATION | 5 | Weather / Pyranometer | 1 |  | 0
S70645 | Williams Solar, LLC | H543218 | PYRANOMETER - POA | 5 | Weather / Pyranometer | 1 |  | 0
S70645 | Williams Solar, LLC | H543219 | PYRANOMETER - BPOA | 5 | Weather / Pyranometer | 1 |  | 0
S70645 | Williams Solar, LLC | H543220 | PYRANOMETER - GHI | 5 | Weather / Pyranometer | 1 |  | 0
S70645 | Williams Solar, LLC | H543221 | CAMERA | 14 | Camera | 1 |  | 0
S70645 | Williams Solar, LLC | H543222 | Tracker controller 1 | 24 | Tracker Controller | 1 |  | 0
S70645 | Williams Solar, LLC | H543223 | Tracker controller 2 | 24 | Tracker Controller | 1 |  | 0
S70645 | Williams Solar, LLC | H543224 | DIGITAL I/O - XFMR ALARMS | 11 | Generic Device / Module | 1 |  | 0
S70645 | Williams Solar, LLC | H543225 | DIGITAL I/O - XFMR ALARMS | 11 | Generic Device / Module | 1 |  | 0
S70645 | Williams Solar, LLC | H543226 | ALSOENERGY SMART UPS | 11 | Generic Device / Module | 1 |  | 0

## Archive Columns
Site Key | Site Name | HW Key | HW Name | Device Type | Column Name

## Site Summary
Site Key | Site Name | Lat | Lon | Timezone | Total Devices | Inverters | Meters | Weather Stations | Dataloggers | String Groups | Other
S40834 | Green Elementary | 38.8019 | -82.2647 | US/Eastern | 16 | 11 | 1 | 2 | 1 | 0 | 1
S40835 | Gallia Academy | 38.8046 | -82.2623 | US/Eastern | 26 | 20 | 2 | 2 | 1 | 0 | 1
S40836 | Rio Grande Elementary | 38.8821 | -82.3866 | US/Eastern | 19 | 13 | 1 | 3 | 1 | 0 | 1
S44485 | RRH 1 & 2 | 43.2275 | -77.7882 | US/Eastern | 75 | 66 | 2 | 2 | 3 | 0 | 2
S44566 | RIT | 43.0899 | -77.6591 | US/Eastern | 35 | 27 | 2 | 3 | 2 | 0 | 1
S44882 | Monroe Landfill | 41.2891 | -74.2352 | US/Eastern | 32 | 27 | 1 | 1 | 2 | 0 | 1
S51957 | WCPS - William Perry Elementary School | 38.084 | -78.8801 | US/Eastern | 10 | 3 | 1 | 1 | 2 | 0 | 3
S51958 | WCPS - Westwood Hills Elementary School | 38.0694 | -78.9102 | US/Eastern | 7 | 3 | 1 | 1 | 1 | 0 | 1
S51959 | WCPS - Waynesboro High School | 38.071 | -78.8976 | US/Eastern | 7 | 3 | 1 | 1 | 1 | 0 | 1
S51960 | WCPS - Kate Collins Middle School | 38.081 | -78.8943 | US/Eastern | 9 | 5 | 1 | 1 | 1 | 0 | 1
S54553 | Butler Maple | 45.1013 | -123.4156 | US/Pacific | 14 | 1 | 1 | 2 | 1 | 0 | 9
S54613 | Warbler | 35.3193 | -81.6219 | US/Eastern | 43 | 32 | 1 | 4 | 2 | 0 | 4
S54681 | Eagle | 40.2166 | -79.6465 | US/Eastern | 32 | 24 | 1 | 3 | 3 | 0 | 1
S59656 | Whitetail | 34.3962 | -79.3939 | US/Eastern | 99 | 82 | 1 | 5 | 2 | 2 | 9
S63837 | Bulloch 1B | 32.3897 | -81.8174 | US/Eastern | 39 | 26 | 1 | 4 | 2 | 2 | 6
S63838 | Bulloch 1A | 32.3897 | -81.8174 | US/Eastern | 38 | 26 | 1 | 4 | 1 | 2 | 6
S63839 | Richmond | 33.3117 | -82.082 | US/Eastern | 38 | 26 | 1 | 4 | 1 | 2 | 6
S63840 | Upson | 32.9308 | -84.2808 | US/Eastern | 39 | 26 | 1 | 4 | 1 | 2 | 7
S64602 | McLean | 34.7896 | -79.5006 | US/Eastern | 59 | 42 | 1 | 6 | 1 | 2 | 9
S64603 | Shorthorn | 34.5681 | -79.7751 | US/Eastern | 91 | 74 | 1 | 5 | 1 | 2 | 10
S65216 | Green Solar | 44.4843 | -121.2479 | US/Pacific | 16 | 1 | 1 | 4 | 1 | 0 | 9
S65784 | Washington Solar | 36.3343 | -79.6915 | US/Eastern | 58 | 42 | 1 | 4 | 1 | 2 | 10
S65785 | Harding Solar | 35.42 | -77.6295 | US/Eastern | 41 | 26 | 1 | 4 | 1 | 2 | 9
S65786 | Whitehall Solar | 34.0425 | -79.9182 | US/Eastern | 31 | 18 | 1 | 4 | 2 | 2 | 6
S65787 | Sunflower Solar | 33.7303 | -79.8248 | US/Eastern | 103 | 82 | 1 | 4 | 3 | 2 | 13
S65788 | Gray Fox Solar | 34.8472 | -79.1367 | US/Eastern | 56 | 42 | 1 | 4 | 1 | 2 | 8
S65918 | C & B Graham Energy | 39.8241 | -86.4575 | US/Eastern | 55 | 35 | 3 | 4 | 2 | 0 | 11
S66000 | Auburn Solar | 45.3928 | -122.343 | US/Pacific | 15 | 1 | 1 | 4 | 1 | 0 | 8
S66001 | Sheridan Solar | 45.1018 | -123.4102 | US/Pacific | 15 | 1 | 1 | 4 | 1 | 0 | 8
S66930 | Elk Solar | 34.981 | -79.2242 | US/Eastern | 52 | 45 | 1 | 1 | 0 | 2 | 5
S68112 | Wallace Solar | 45.0283 | -123.0878 | US/Pacific | 14 | 1 | 1 | 4 | 1 | 0 | 7
S68113 | Marble Solar | 44.6335 | -123.0898 | US/Pacific | 14 | 1 | 1 | 4 | 1 | 0 | 7
S70532 | Longleaf Pine Solar, LLC | 35.9795 | -80.4576 | US/Eastern | 57 | 42 | 1 | 4 | 2 | 2 | 8
S70645 | Williams Solar, LLC | 35.2795 | -78.3673 | US/Eastern | 56 | 42 | 1 | 4 | 1 | 2 | 8

## Function Code Map
Function Code | Device Type
0 | Site
1 | Inverter
2 | Production Meter
5 | Weather / Pyranometer
6 | DC Zone / String Monitor
10 | Datalogger
11 | Generic Device / Module
14 | Camera
19 | Consumption Meter
24 | Tracker Controller
28 | String Inverter Group
31 | Cellular Modem